## Sheet1
Part Number | Name | Quantity | Unit | Original Cost | Total Cost | Vendor Name | Vendor Part No. | Mfg Part No. | Description
1-808-SP039 | XMITTER, VIBE (U-2) | 1 | EACH | 435 | 435 | CEC VIBRATION PRODUCTS | 1-808-SP039 |  | Gas Turbine Engine Vibration Transmitter (Unit-2)
14-013068-111 | VIB PRB CON & LEADS | 2 | EACH | 575 | 1150 | ROLLS WOOD GROUP |  | 14-013068-111 | VIBRATION PROBE Lead and connector assy.
20305AF | O RING | 4 | EACH | 0.89 | 3.56 | ROLLS WOOD GROUP |  | 20305AF | O RING L/O FILTER CHECK VLV TUBE
20315AF | O RING | 3 | EACH | 9.7 | 29.1 | ROLLS WOOD GROUP |  | 20315AF | O RING L/O FILTER CHECK VLV TUBE
23002488 | WALNUT SHELL | 1 | EACH | 82.53 | 82.53 | ROLLS WOOD GROUP |  | 23002488 | WALNUT SHELL. COMPRESSOR CONDITIONER. Gallon container
23003416 | FILTER, GAS FUEL | 1 | EACH | 1440.88 | 1440.88 | ROLLS WOOD GROUP |  | 23003416 | TURBINE GAS FUEL FILTER ELEMENT
23004102 | SPD PICKUP, 5TH STG | 2 | EACH | 521.92 | 1043.84 | ROLLS WOOD GROUP |  | 23004102 | TURBINE 5TH STAGE SPEED PICKUP
23004103 | SPD PICKUP, PTO | 2 | EACH | 2251.74 | 4503.48 | ROLLS WOOD GROUP |  | 23004103 | TURBINE PTO SPEED PICKUP
23004669 | SEAL, REAR TURBINE | 1 | EACH | 1020 | 1020 | ROLLS WOOD GROUP |  | 23004669 | Rear Turbine Bearing Seal, Stationary.
23006614 | THERMOCOUPLE TOT | 6 | EACH | 610 | 3660 | ROLLS WOOD GROUP |  | 23006614 | TOT THERMOCOUPLE
23007803 | IGNITER | 2 | EACH | 900 | 1800 | ROLLS WOOD GROUP |  | 23007803 | Turbine spark igniter. DO NOT use P/N 6847727 as a replacement part!
23008347 | PLUG, TIT T/C PORT | 5 | EACH | 61.25 | 306.25 | ROLLS WOOD GROUP |  | 23008347 | PLUG THAT REPLACES THE 18 TIT THEROCOUPLES WHEN TOT CONTROL SYSTEM IS USED
23008391 | #1 GAS SUPPLY LINE | 2 | EACH | 77.12 | 154.24 | ROLLS WOOD GROUP |  | 23008391 | #1 GAS SUPPLY LINE
23008392 | #2 GAS SUPPLY LINE | 2 | EACH | 82.23 | 164.46 | ROLLS WOOD GROUP |  | 23008392 | #2 GAS SUPPLY LINE
23008393 | #3 GAS SUPPLY LINE | 3 | EACH | 61.33 | 183.99 | ROLLS WOOD GROUP |  | 23008393 | #3 GAS SUPPLY LINE
23008394 | #4 GAS SUPPLY LINE | 2 | EACH | 90 | 180 | ROLLS WOOD GROUP |  | 23008394 | #4 GAS SUPPLY LINE
23008395 | #5 GAS SUPPLY LINE | 1 | EACH | 61.52 | 61.52 | ROLLS WOOD GROUP |  | 23008395 | #5 GAS SUPPLY LINE
23008396 | #6 GAS SUPPLY LINE | 3 | EACH | 71.76 | 215.28 | ROLLS WOOD GROUP |  | 23008396 | #6 GAS SUPPLY LINE
23030562 | BEARING ACCY DRIVE | 1 | EACH | 129.9 | 129.9 | ROLLS WOOD GROUP |  | 23030562 | ACCESSORY DRIVE HOUSING MAIN SHAFT GEAR BEARING.
23031718 | TWR SHFT BEARING | 2 | EACH | 1824.1 | 3648.2 | ROLLS WOOD GROUP |  | 23031718 | TOWER SHAFT BEARING ACCESSARY DRIVE HOUSING
23033952 | CLAMP, CROSSOVER | 18 | EACH | 150 | 2700 | E.I. TURBINE PARTS |  | 23033952 | Combustion Liner Crossover tube Clamp
23035430 | SENSOR, CIT | 3 | EACH | 2527.14 | 7581.42 | ROLLS WOOD GROUP |  | 23035430 | TURBINE COMPRESSOR INLET TEMP. SENSOR
23037250-16 | CONDUIT 25' IGNITER | 20 | FEET | 35.2 | 704 | ROLLS WOOD GROUP |  | 23037250-16 | FLEX CONDUIT USED TO RUN IGNITER CABLE IN. Order in 25 foot sections.
23052088 | GASKET. BREATHER | 3 | EACH | 1.56 | 4.68 | ROLLS WOOD GROUP |  | 23052088 | Assy drive breather gasket.
23053767 | GASKET, LHP FLANGE | 3 | EACH | 1.37 | 4.11 | E.I. TURBINE PARTS |  | 23053767 | Gasket, Light house pressure port flange.
23055604 | GASKET 5TH STAGE | 7 | EACH | 13.79 | 96.53 | ROLLS WOOD GROUP |  | 23055604 | 5TH STAGE BLEEDAIR GASKETS GRAPHITE
23055605 | GASKET 10TH STAGE | 6 | EACH | 9.25 | 55.5 | ROLLS WOOD GROUP |  | 23055605 | 10TH STAGE BLEEDAIR GASKET, GRAPHITE
318S7 | O RING | 3 | EACH | 1 | 3 | NOR CAL SEAL CO. | 318S7 |  | O RING GAS FILTER HOUSING
4-137-0015 | VELOCIY TRANSDUCER | 2 | EACH | 995 | 1990 | CEC VIBRATION PRODUCTS | 4-137-0015 |  | Turbine Vibration transducer with integral leads.
400107 | FILTER, SPD SENSE | 3 | EACH | 525.92 | 1577.76 | ROLLS WOOD GROUP |  | 400107 | TURBINE SPEED SENSE FILTER ELEMENT
51031 | NUT SPARK IGNITER LD | 16 | EACH | 10 | 160 | ROLLS WOOD GROUP |  | 51031 | Spark ignitor lead nut.
6203 2ZJEM | GENERAL USE BEARING | 4 | EACH | 5.95 | 23.8 | APPLIED INDUSTRIAL TECH. | 6203 2ZJEM |  | GENERAL USE BEARING
6205 2ZJEM | GENERAL USE BEARING | 2 | EACH | 8.35 | 16.7 | APPLIED INDUSTRIAL TECH. | 6205 2ZJEM |  | GENERAL USE BEARING
6205 ZC3QE6 | GENERAL USE BEARING | 2 | EACH | 48.53 | 97.06 | APPLIED INDUSTRIAL TECH. | 6205 ZC3QE6 |  | GENERAL USE BEARING
6206 2RSJEM | GENERAL USE BEARING | 2 | EACH | 9.44 | 18.88 | APPLIED INDUSTRIAL TECH. | 6206 2RSJEM |  | GENERAL USE BEARING
6206 2ZJEM | GENERAL USE BEARING | 1 | EACH | 9.94 | 9.94 | APPLIED INDUSTRIAL TECH. | 6206 2ZJEM |  | GENERAL USE BEARING
6207 2ZJEM | GENERAL USE BEARING | 4 | EACH | 16.26 | 65.04 | APPLIED INDUSTRIAL TECH. | 6207 2ZJEM |  | GENERAL USE BEARING
6208 2ZJEM | GENERAL USE BEARING | 3 | EACH | 25.93 | 77.79 | APPLIED INDUSTRIAL TECH. | 6208 2ZJEM |  | GENERAL USE BEARING
6209 2RSJEM | GENERAL USE BEARING | 1 | EACH | 53.23 | 53.23 | APPLIED INDUSTRIAL TECH. | 6209 2RSJEM |  | GENERAL USE BEARING
6210 2RSJEM | GENERAL USE BEARING | 9 | EACH | 103.45 | 931.05 | APPLIED INDUSTRIAL TECH. | 6210 2RSJEM |  | GENERAL USE BEARING
6211 2RSJEM | GENERAL USE BEARING | 2 | EACH | 34.5 | 69 | APPLIED INDUSTRIAL TECH. | 6211 2RSJEM |  | GENERAL USE BEARING
6211 2ZJEM | GENERAL USE BEARING | 2 | EACH | 53.84 | 107.68 | APPLIED INDUSTRIAL TECH. | 6211 2ZJEM |  | GENERAL USE BEARING
6306 2ZJEM | GENERAL USE BEARING | 1 | EACH | 73.22 | 73.22 | APPLIED INDUSTRIAL TECH. | 6306 2ZJEM |  | GENERAL USE BEARING
6307 1ZJEM | GENERAL USE BEARING | 7 | EACH | 23.08 | 161.56 | APPLIED INDUSTRIAL TECH. | 6307 1ZJEM |  | GENERAL USE BEARING
6307 2ZJEM | GENERAL USE BEARING | 4 | EACH | 23.08 | 92.32 | APPLIED INDUSTRIAL TECH. | 6307 2ZJEM |  | GENERAL USE BEARING
6308 2ZJEM | GENERAL USE BEARING | 1 | EACH | 23.5 | 23.5 | APPLIED INDUSTRIAL TECH. | 6308 2ZJEM |  | GENERAL USE BEARING
6309 2ZJEM | GENERAL USE BEARING | 2 | EACH | 53.63 | 107.26 | APPLIED INDUSTRIAL TECH. | 6309 2ZJEM |  | GENERAL USE BEARING
6311 2ZJEM | BEARING, CARVER MTR | 4 | EACH | 84.03 | 336.12 | APPLIED INDUSTRIAL TECH. | 6311 2ZJEM |  | Motor bearings for Carver Boiler feed pumps (among other things)
6313 2ZJEM | GENERAL USE BEARING | 3 | EACH | 65.51 | 196.53 | APPLIED INDUSTRIAL TECH. | 6313 2ZJEM |  | GENERAL USE BEARING
6314 2Z/C3HT51 | GENERAL USE BEARING | 1 | EACH | 136.27 | 136.27 | APPLIED INDUSTRIAL TECH. | 6314 2Z/C3HT51 |  | GENERAL USE BEARING
6314 2ZJEM | GENERAL USE BEARING | 2 | EACH | 136.27 | 272.54 | APPLIED INDUSTRIAL TECH. | 6314 2ZJEM |  | GENERAL USE BEARING
6702858 | TWR SHFT BEAR CAGE | 1 | EACH | 381.79 | 381.79 | ROLLS WOOD GROUP |  | 6702858 | BEARING CAGE, Tower shaft.
6724494 | GSKT, LINER SUPPORT | 21 | EACH | 2.99 | 62.79 | ROLLS WOOD GROUP |  | 6724494 | TURBINE LINER SUPPORT GASKET. CRUSH TYPE
6726656-356 | PTO COUP RTNR RING | 3 | EACH | 2.78 | 8.34 | ROLLS WOOD GROUP |  | 6726656-356 | RETAINING RING, PTO COUPLING
6728286 | BRACKET | 2 | EACH | 5 | 10 | ROLLS WOOD GROUP |  | 6728286 | BRACKET, Fuel manifold clamp.
6735380 | IGNITER CABLE | 36 | FEET | 8.09 | 291.24 | ROLLS WOOD GROUP |  | 6735380 | Ignitor cable lead wires.
6736213 | OIL PRES REG RET CLP | 1 | EACH | 14.94 | 14.94 | ROLLS WOOD GROUP |  | 6736213 | WIRE RETAINING CLIP for Turbine lube oil pressure regulator.
6738108 | GASKET DIFF FLANGE | 9 | EACH | 4 | 36 | ROLLS WOOD GROUP |  | 6738108 | DIFUSSER CASE BLANK FLANGE GASKET
6739373 | GSKT, FUEL NOZZLE | 25 | EACH | 1.89 | 47.25 | ROLLS WOOD GROUP |  | 6739373 | TURBINE FUEL NOZZLE GASKET
6739830 | GSKT, CIT SENSOR | 2 | EACH | 0.29 | 0.58 | ROLLS WOOD GROUP |  | 6739830 | TURBINE CIT SENSOR GASKET
6746974 | NUT, T/C CHROMEL | 21 | EACH | 6.57 | 137.97 | ROLLS WOOD GROUP |  | 6746974 | TURBINE THERMOCOUPLE NUT. CHROMEL
6746975 | NUT, T/C. ALUMEL | 25 | EACH | 6.97 | 174.25 | ROLLS WOOD GROUP |  | 6746975 | TURBINE THERMOCOUPLE NUT. ALUMEL
6782262-428 | ACCY DRV MOUNT NUTS | 12 | EACH | 1.21 | 14.52 | ROLLS WOOD GROUP |  | 6782262-428 | SAFETY NUT, accesory drive mounting.
6783488 | ACCESS FLT BYPAS GSK | 2 | EACH | 0.49 | 0.98 | ROLLS WOOD GROUP |  | 6783488 | GASKET Accesory bypass filter.
6784418-056 | O RING METAL REAR TU | 1 | EACH | 10.56 | 10.56 | ROLLS WOOD GROUP |  | 6784418-056 | O RING METAL REAR TURB BRNG
6784418-062 | 0 RING METAL OIL TUB | 5 | EACH | 10.65 | 53.25 | ROLLS WOOD GROUP |  | 6784418-062 | TURBINE REAR BEARING OIL TUBE SEAL
6784419-4 | SEAL, REAR BEARING | 1 | EACH | 12.81 | 12.81 | ROLLS WOOD GROUP |  | 6784419-4 | TURBINE REAR BEARING OIL TUBE SEAL
6784592 | GSKT,SPD SENSE VLV | 1 | EACH | 2.27 | 2.27 | ROLLS WOOD GROUP |  | 6784592 | TURBINE SPEED SENSING VALVE MOUNT GASKET
6784727 | ACCESS CASE BEARING | 7 | EACH | 117.61 | 823.27 | ROLLS WOOD GROUP |  | 6784727 | BEARING, Accessory Case.
6784737 | ACCESS CASE BEARING | 2 | EACH | 184.43 | 368.86 | ROLLS WOOD GROUP |  | 6784737 | BEARING, Accessory Case.
6784767 | ACCESS CASE BEARING | 1 | EACH | 212 | 212 | ROLLS WOOD GROUP |  | 6784767 | BEARING, Accessory Case.
6784924 | GSKT,SCAV OUTLET GSK | 3 | EACH | 0.17 | 0.51 | ROLLS WOOD GROUP |  | 6784924 | TURBINE SCAVENGE OIL OUTLET ADAPTER GASKET
6791532 | SHIM, PTO PICKUP | 10 | EACH | 4.53 | 45.3 | ROLLS WOOD GROUP |  | 6791532 | SHIM, PTO SPEED PICKUP
6792118 | MAG CHIP DETECTOR | 2 | EACH | 323.93 | 647.86 | ROLLS WOOD GROUP |  | 6792118 | MAGNETIC CHIP DETECTOR PLUG
6805748 | GSKT, T/C | 23 | EACH | 0.8 | 18.4 | ROLLS WOOD GROUP |  | 6805748 | TURBINE THERMOCOUPLE GASKET, TIT/ TOT.
6814039 | GSKT COMBUST. DRAIN | 2 | EACH | 5.07 | 10.14 | ROLLS WOOD GROUP |  | 6814039 | COPPER CRUSH GASKET
6814316 | PISTON, COMP BLD | 1 | EACH | 185 | 185 | ROLLS WOOD GROUP |  | 6814316 | TURBINE COMPRESSOR BLEED VALVE PISTON
6814414 | PISTON RING | 10 | EACH | 13.99 | 139.9 | ROLLS WOOD GROUP |  | 6814414 | TURBINE COMPRESSOR BLEED VALVE PISTON RING
6814921 | TERMINAL, IGNITOR | 6 | EACH | 125 | 750 | ROLLS WOOD GROUP |  | 6814921 | Ignitor terminal assy. w/ ignitor lead end parts and conduit fittings.
6816013 | TERMINAL ASSY | 2 | EACH | 209.59 | 419.18 | ROLLS WOOD GROUP |  | 6816013 | Terminal Assy, Igniter lead to Exciter
6816047 | GSKT, LINER SUPT | 7 | EACH | 3 | 21 | ROLLS WOOD GROUP |  | 6816047 | TURBINE COMBUSTION LINER SUPPORT GASKET. EMBOSSED
6821270 | REAR SCAV PMP ASSY | 1 | EACH | 6869.37 | 6869.37 | ROLLS WOOD GROUP |  | 6821270 | Turbine Rear Scavange Oil Pump Assembly, Complete.
6824282 | SPRING COMB DRN | 1 | EACH | 31.92 | 31.92 | ROLLS WOOD GROUP |  | 6824282 | SPRING, Combustion Drain assy.
6824805 | IGNITER SUPPORT | 4 | EACH | 180 | 720 | ROLLS WOOD GROUP |  | 6824805 | Liner support used only with the igniter.
6827752 | PLUG, LINER SUPPORT | 4 | EACH | 34.94 | 139.76 | ROLLS WOOD GROUP |  | 6827752 | TURBINE COMBUSTION LINER SUPPORT PLUG
6828170 | SPRING, BLD VLV | 5 | EACH | 38.04 | 190.2 | ROLLS WOOD GROUP |  | 6828170 | TURBINE COMPRESSOR BLEED VALVE PISTON RING SPRING
6842824 | TWR SHFT BAFFLE | 1 | EACH | 18.24 | 18.24 | ROLLS WOOD GROUP |  | 6842824 | METAL BAFFLE
6842996 | SPD SENSE TUBE | 2 | EACH | 218.18 | 436.36 | ROLLS WOOD GROUP |  | 6842996 | Spd sense tube attached to diff case left side.
6842997 | TUBE, BLEED AIR | 1 | EACH | 340 | 340 | ROLLS WOOD GROUP |  | 6842997 | Air bleed tube. From bld air tube on diffuser case to speed sense filter.
6843344 | V-BAND CLAMP | 1 | EACH | 527.73 | 527.73 | ROLLS WOOD GROUP |  | 6843344 | Clamp for difusser ports.
6843618-048 | NUT, CROSSOVER CLAMP | 6 | EACH | 18.25 | 109.5 | E.I. TURBINE PARTS |  | 6843618-048 | Combustion Liner Crossover clamp nut
6843949 | SUPPORT, COMB LINER | 5 | EACH | 69.73 | 348.65 | ROLLS WOOD GROUP |  | 6843949 | TURBINE COMBUSTION LINER SUPPORT
6844240 | VALVE, SPEED SENSE | 2 | EACH | 5357.47 | 10714.94 | ROLLS WOOD GROUP |  | 6844240 | Speed Sense Valve, overhauled.
6844716 | ORING REAR OIL PMP | 4 | EACH | 21.52 | 86.08 | ROLLS WOOD GROUP |  | 6844716 | REAR TURB SCAVENGE SUPPORT HSNG GASKET
6846212 | ACESS VENT FIT GSKT | 2 | EACH | 0.43 | 0.86 | ROLLS WOOD GROUP |  | 6846212 | GASKET FOR VENT FROM ACESS BOX TO TOP ENG VENT.
6846317 | CDP PROBE | 1 | EACH | 335 | 335 | ROLLS WOOD GROUP |  | 6846317 | CDP probe. Attached to diff case right side
6846359 | ACESS BX LID MTL SL | 1 | EACH | 90.7 | 90.7 | ROLLS WOOD GROUP |  | 6846359 | METAL ORING GASKET UNDER COVER LID OF ACCESS BOX.
6846640 | NUT, PTO HSNG | 8 | EACH | 4.72 | 37.76 | ROLLS WOOD GROUP |  | 6846640 | TURBINE PTO HOUSING NUTS
6846641 | BACKUP RING ADAPTOR | 5 | EACH | 63.42 | 317.1 | ROLLS WOOD GROUP |  | 6846641 | Ring, Backup, Chamfered for PTO
6846642 | 0 RING ALLISON COUP | 4 | EACH | 5 | 20 | ROLLS WOOD GROUP |  | 6846642 | Allison universal coupling o-ring.
6847740 | ADAPTER, VIB X-DUCER | 2 | EACH | 1096.34 | 2192.68 | ROLLS WOOD GROUP |  | 6847740 | TURBINE VIBRATION TRANSDUCER ADAPTER
6848403-428 | NUT, TRANSITION | 30 | EACH | 18.37 | 551.1 | ROLLS WOOD GROUP |  | 6848403-428 | Combustion Liner Transition Piece(fishmouth) Nut
6848574 | NUT, T/C MOUNT | 21 | EACH | 4.1 | 86.1 | ROLLS WOOD GROUP |  | 6848574 | TURBINE THERMOCOUPLE MOUNT NUT
6849497 | SP SENS BEAR LOCK TB | 1 | EACH | 20.49 | 20.49 | ROLLS WOOD GROUP |  | 6849497 | LOCK TAB
6851378 | CHK VLV, GAS | 1 | EACH | 3266.14 | 3266.14 | ROLLS WOOD GROUP |  | 6851378 | TURBINE GAS VALVE CHECK VALVE
6855500 | GSKT, OIL FILTER | 7 | EACH | 4.26 | 29.82 | ROLLS WOOD GROUP |  | 6855500 | TURBINE OIL FILTER GASKET
6859485 | COMB DRN VLV ASSY | 2 | EACH | 789.92 | 1579.84 | ROLLS WOOD GROUP |  | 6859485 | COMBUSTION DRAIN VALVE ASSY
6859487 | COMB DRN VLV POPPET | 3 | EACH | 164.51 | 493.53 | ROLLS WOOD GROUP |  | 6859487 | TURBINE COMBUSTION DRAIN VALVE POPPET
6870042 | SCVEN PMP GASKET | 11 | EACH | 0.81 | 8.91 | ROLLS WOOD GROUP |  | 6870042 | GASKET
6871061 | GSKT, OIL OUT | 6 | EACH | 57.93 | 347.58 | ROLLS WOOD GROUP |  | 6871061 | TURBINE OIL OUTLET GASKET
6874199 | OIL PRES REG POPPET | 2 | EACH | 19.61 | 39.22 | ROLLS WOOD GROUP |  | 6874199 | PRESSURE REGULATOR POPPET
6875896 | ACCESS TAC DRV SEAL | 2 | EACH | 7.61 | 15.22 | ROLLS WOOD GROUP |  | 6875896 | SEAL
6876724 | VIB. X-DUCER | 1 | EACH | 2023.88 | 2023.88 | ROLLS WOOD GROUP |  | 6876724 | TURBINE VIBRATION TRANSDUCER
6876867 | NUT TURB REAR CONE | 1 | EACH | 76.57 | 76.57 | ROLLS WOOD GROUP |  | 6876867 | NUT, Turbine exhaust cone
6876884 | OIL PRES REG CAP ORI | 2 | EACH | 1.94 | 3.88 | ROLLS WOOD GROUP |  | 6876884 | O RING
6877255 | FILTER STACKED DISK | 1 | EACH | 384.23 | 384.23 | ROLLS WOOD GROUP |  | 6877255 | Turbine oil filter, stacked disk style.
6886430H480C | COMP BLD AIR SPL HSE | 1 | EACH | 259.68 | 259.68 | ROLLS WOOD GROUP |  | 6886430H480C | COMPRESSOR BLEED AIR SUPPLY HOSE. SEE FIG 102 INDEX 23
6892265 | ORING SCVEN OIL PMP | 5 | EACH | 14.69 | 73.45 | ROLLS WOOD GROUP |  | 6892265 | O RING FOR SCVENAGE OIL PUMP.
6896422 | BRACKET GAS VALVE | 1 | EACH | 2558.43 | 2558.43 | ROLLS WOOD GROUP |  | 6896422 | BRACKET
6897636 | OIL FILTER, ENG OIL | 2 | EACH | 76 | 152 | ROLLS WOOD GROUP |  | 6897636 | TURBINE OIL FILTER ELEMENT
6897646 | SEAL,ROTARY,RR TURB | 1 | EACH | 1318.81 | 1318.81 | ROLLS WOOD GROUP |  | 6897646 | Rotary Rear Turbine Bearing Lab Seal
6899794 | CONNECTOR, T/C | 1 | EACH | 690 | 690 | ROLLS WOOD GROUP |  | 6899794 | TURBINE THERMOCOUPLE HARNESS CONNECTOR, TIT.
707020 | IGNITOR CONN, TEFLON | 3 | EACH | 9 | 27 | ROLLS WOOD GROUP |  | 707020 | Spark igniter connector rebuild part.
707021 | IGNIT CON TFE WASHER | 3 | EACH | 8.44 | 25.32 | ROLLS WOOD GROUP |  | 707021 | Spark igniter connector rebuild part. Old PN 51486.
707374 | SPRING, IGNITOR CONN | 1 | EACH | 50.35 | 50.35 | ROLLS WOOD GROUP |  | 707374 | Spring, spark ignitor lead assy. ALT PN 54102.
7207 BECBY | GENERAL USE BEARING | 2 | EACH | 43.65 | 87.3 | APPLIED INDUSTRIAL TECH. | 7207 BECBY |  | General use bearing. Old Company part number: CDR-1000.
7307 BECBY | GENERAL USE BEARING | 2 | EACH | 60.73 | 121.46 | APPLIED INDUSTRIAL TECH. | 7307 BECBY |  | General use bearing. Old Company part number: CDR-1000.
7601 | IGNITOR CONN SOCKET | 3 | EACH | 11.5 | 34.5 | E.I. TURBINE PARTS | 7601 |  | Spark igniter connector rebuild part.
7604 | WASHER, IGNITOR CONN | 2 | EACH | 2 | 4 | E.I. TURBINE PARTS | 7604 |  | Part # 710869 superceded 7-14-98 by part # 7604
AN103807 | CIT SENSOR BOLTS | 4 | EACH | 2.7 | 10.8 | ROLLS WOOD GROUP |  | AN103807 | BOLT, Compressor Inlet Temperature Sensor.
AN103832 | BOLT, BLEED VALVE | 8 | EACH | 7.25 | 58 | ROLLS WOOD GROUP |  | AN103832 | Engine compressor bleed valve bolt.
AN115807 | TWR SHFT CVER SCREWS | 4 | EACH | 2.36 | 9.44 | ROLLS WOOD GROUP |  | AN115807 | SCREW, Tower Shaft Cover.
AN116967 | SCREW, VIBE XDUCER | 4 | EACH | 3.52 | 14.08 | ROLLS WOOD GROUP |  | AN116967 | SCREW, Vibration Transducer Turbine.
AN762-16D | SCAV OIL FIT ELBOW | 2 | EACH | 27 | 54 | ROLLS WOOD GROUP |  | AN762-16D | TURBINE SCAVENGE OIL RETURN FITTING.
AN762-20D | OIL SUPPLY ELBOW | 2 | EACH | 29.43 | 58.86 | ROLLS WOOD GROUP |  | AN762-20D | TURBINE OIL SUPPLY ELBOW (NOT USED ON OUR ENGINE).
AN960C416L | CIT SENSOR WASHERS | 4 | EACH | 0.07 | 0.28 | ROLLS WOOD GROUP |  | AN960C416L | WASHER, Compressor Inlet Temperature Sensor Mount.
AS3084-03 | ACCS BOX, PLUG ORING | 2 | EACH | 1.79 | 3.58 | ROLLS WOOD GROUP |  | AS3084-03
AS3084-04 | OIL PRES FITT ORING | 3 | EACH | 1.28 | 3.84 | ROLLS WOOD GROUP |  | AS3084-04 | ORING TO OIL PRESSURE FITTING ON ACCESS BOX.
AS3084-05 | ORING SIDE COMP INLT | 4 | EACH | 1.1 | 4.4 | ROLLS WOOD GROUP |  | AS3084-05 | ORING 9 OCLOCK POSITION ON COMPRESSOR INLET HOUSING.
AS3084-07 | SCAV PMP FIT ORING | 1 | EACH | 0.32 | 0.32 | ROLLS WOOD GROUP |  | AS3084-07 | O RING, Scavage pump fitting.
AS3084-12 | OIL PRES REG CP ORIN | 2 | EACH | 0.7 | 1.4 | ROLLS WOOD GROUP |  | AS3084-12 | O RING, Oil Pressure Regulator cap.
AS3085-009 | O-RING CIT | 3 | EACH | 0.27 | 0.81 | ROLLS WOOD GROUP |  | AS3085-009 | O-RING CIT SENSOR
AS3085-011 | ORING REAR OIL PUMP | 9 | EACH | 0.26 | 2.34 | ROLLS WOOD GROUP |  | AS3085-011 | O RING, Scavage Oil pump.
AS3085-012 | O RING, GENERAL USE | 8 | EACH | 0.97 | 7.76 | ROLLS WOOD GROUP |  | AS3085-012 | O RING, GENERAL USE, TURBINE
AS3085-014 | ORING PLUG ACESS BX | 1 | EACH | 0.83 | 0.83 | ROLLS WOOD GROUP |  | AS3085-014 | O RING, Accessory Box plug.
AS3085-028 | O-RING, CIT HOUSING | 3 | EACH | 0.29 | 0.87 | ROLLS WOOD GROUP |  | AS3085-028 | O-RING CIT SENSOR HOUSING.
AS3085-033 | SEAL (PTO ASSY) | 5 | EACH | 1.88 | 9.4 | ROLLS WOOD GROUP |  | AS3085-033 | Seal, O-ring, PTO assy.
AS3085-035 | SEAL, PTO ASSY | 6 | EACH | 2.65 | 15.9 | ROLLS WOOD GROUP |  | AS3085-035 | Seal, O-ring, PTO assy
AS3085-111 | OIL PUMP ORING | 1 | EACH | 0.86 | 0.86 | ROLLS WOOD GROUP |  | AS3085-111 | O-RING, Scavage Oil Pump.
AS3085-112 | O-RING, OIL FILTER | 4 | EACH | 0.97 | 3.88 | ROLLS WOOD GROUP |  | AS3085-112 | O-RING TURBINE OIL FILTER.
AS3085-113 | OIL PUMP O RING | 4 | EACH | 0.44 | 1.76 | ROLLS WOOD GROUP |  | AS3085-113 | O-RING, Scavage Pump.
AS3085-114 | ORING TOP ACCESS CSE | 9 | EACH | 1.2 | 10.8 | ROLLS WOOD GROUP |  | AS3085-114 | O-RING, Top Accessory Case.
AS3085-117 | OIL PRES REG O RING | 30 | EACH | 1.35 | 40.5 | ROLLS WOOD GROUP |  | AS3085-117 | O-RING, Oil Pressure Regulator.
AS3085-118 | O-RING, MAG CHIP DET | 2 | EACH | 1.75 | 3.5 | ROLLS WOOD GROUP |  | AS3085-118 | O-RING CHIP DETECTOR/MAGNETIC DRAIN,
AS3085-119 | OIL PMP TO ACCESSORY | 5 | EACH | 0.64 | 3.2 | ROLLS WOOD GROUP |  | AS3085-119 | OIL PUMP HOUSING TO ACCESSORY CASE ORING.
AS3085-122 | O-RING,OIL FLT STEM | 9 | EACH | 0.78 | 7.02 | ROLLS WOOD GROUP |  | AS3085-122 | O-RING TURBINE OIL FILTER STEM.
AS3085-130 | O-RING, PTO SPD P/U | 17 | EACH | 1.15 | 19.55 | ROLLS WOOD GROUP |  | AS3085-130 | O-RING PTO SPEED PICKUP.
AS3085-142 | OIL PMP INTRNL ORING | 1 | EACH | 1.53 | 1.53 | ROLLS WOOD GROUP |  | AS3085-142 | O-RING, Internal Scavage Oil Pump.
AS3085-210 | O-RING, PTO OIL NOZ | 4 | EACH | 11.52 | 46.08 | ROLLS WOOD GROUP |  | AS3085-210 | 0-RING PTO OIL NOZZLE.
AS3085-224 | O-RING, PTO SHAFT | 8 | EACH | 2.52 | 20.16 | ROLLS WOOD GROUP |  | AS3085-224 | O-RING PTO SHAFT.
AS3085-231 | O-RING, OIL FILTER | 3 | EACH | 4.23 | 12.69 | ROLLS WOOD GROUP |  | AS3085-231 | O-RING,TURBINE OIL FILTER, cover.
AS3085-252 | O-RING, PTO HSNG | 8 | EACH | 6 | 48 | ROLLS WOOD GROUP |  | AS3085-252 | O-RING PTO HOUSING TO COMP INLET CASE.
AS3085-255 | PTO HSNG TO GB ORING | 2 | EACH | 4.59 | 9.18 | ROLLS WOOD GROUP |  | AS3085-255 | PTO HOUSING TO ALLISON ADAPTOR ORING.
AS3085-264 | ADPTR TO GRBX O RING | 1 | EACH | 6.38 | 6.38 | ROLLS WOOD GROUP |  | AS3085-264 | ALLISON ADAPTOR TO GEARBOX FACE ORING.
AT-MS123123 | PLUG, OIL FILT DRAIN | 2 | EACH | 13.57 | 27.14 | E.I. TURBINE PARTS | MS123123 |  | Plug, Oil filter drain.
AT-MS20756-16D | SCAV OIL FIT FLANGE | 1 | EACH | 22.39 | 22.39 | ROLLS WOOD GROUP |  | MS20756-16D | TURBINE SCAVENGE OIL FITTING FLANG.PART COMES WITH CLEARENCE HOLE FOR A 10-32 BOLT, BEFORE USE THIS FLANGE MUST BE DRILLED TO 9/32 DIA. FOUR PLACES AROUND FLANGE.
AT-MS20756-20D | OIL SPLY FIT FLANGE | 3 | EACH | 23.39 | 70.17 | ROLLS WOOD GROUP |  | MS20756-20D | OIL SUPPLY FLANGE ELBOW.
AT-MS27196-16 | GASKOSEAL | 1 | EACH | 22 | 22 | ROLLS WOOD GROUP |  | MS27196-16 | ORDER AS NEEDED ONLY!
AT-MS27196-20 | GSKT, L/O & GAS | 4 | EACH | 22.35 | 89.4 | ROLLS WOOD GROUP |  | MS27196-20 | GASKET LUBE OIL INLET
AT-MS35338-139 | WASHER,LOCK,FUEL INJ | 156 | EACH | 0.65 | 101.4 | ROLLS WOOD GROUP |  | MS35338-139 | Fuel Nozzle Mounting Lockwasher. For Non Lockwire mod.
AT-MS9020-04 | O RING, GEN USE TURB | 16 | EACH | 0.71 | 11.36 | NOR CAL SEAL CO. | MS9020-04 |  | O RING, GENERAL TURBINE
AT-MS9020-08 | O RING, GEN USE TURB | 19 | EACH | 1.16 | 22.04 | NOR CAL SEAL CO. | MS9020-08 |  | O RING, GENERAL TURBINE
AT-MS9020-10 | O RING, GEN USE TURB | 98 | EACH | 0.4 | 39.2 | NOR CAL SEAL CO. | MS9020-10 |  | O RING, GENERAL TURBINE
AT-MS9020-16 | O RING, GEN USE TURB | 8 | EACH | 0.37 | 2.96 | NOR CAL SEAL CO. | MS9020-16 |  | O RING, GENERAL TURBINE
AT-MS9020-24 | O-RING, GAS FILTER | 7 | EACH | 0.78 | 5.46 | NOR CAL SEAL CO. | MS9020-24 |  | O-RING, GAS FILTER
AT-MS9021-112 | O RING, GEN USE TURB | 1 | EACH | 0.26 | 0.26 | NOR CAL SEAL CO. | MS9021-112 |  | O RING, GENERAL TURBINE
AT-MS9021-115 | O RING, GEN USE TURB | 3 | EACH | 0.39 | 1.17 | NOR CAL SEAL CO. | MS9021-115 |  | O RING, GENERAL TURBINE
AT-MS9021-116 | O RING, GEN USE TURB | 1 | EACH | 0.42 | 0.42 | NOR CAL SEAL CO. | MS9021-116 |  | O RING, GENERAL TURBINE
AT-MS9021-213 | O RING, GEM USE TURB | 5 | EACH | 0.32 | 1.6 | NOR CAL SEAL CO. | MS9021-213 |  | O RING, GENERAL TURBINE
AT-MS9021-223 | O RING, GEN USE TURB | 5 | EACH | 0.53 | 2.65 | NOR CAL SEAL CO. | MS9021-223 |  | O RING, GENERAL TURBINE
AT-MS9021-231 | O RING, GEN USE TURB | 10 | EACH | 4.48 | 44.8 | NOR CAL SEAL CO. | MS9021-231 |  | O RING, GENERAL TURBINE
AT-MS9034-06 | BOLT, FUEL NOZZLE | 23 | EACH | 1.94 | 44.62 | ROLLS WOOD GROUP |  | MS9034-06 | Fuel Injector Mounting Bolt. Non lockwire type.
AT-MS9141-05 | #4 BRNG, CAGE O RING | 16 | EACH | 3.95 | 63.2 | NOR CAL SEAL CO. | MS9141-05 |  | O RING METAL OIL
AT-MS9203-039 | DIFF BLD FLNG ORING | 5 | EACH | 3.84 | 19.2 | ROLLS WOOD GROUP |  | MS9203-039 | O-RING, DIFFUSSER BLEED FLANGE, O-RING
AT-MS9204-029 | SEAL, SCAV OIL PMP | 6 | EACH | 1.21 | 7.26 | NOR CAL SEAL CO. | MS9204-029 |  | SEAL REAR SCAVENGE OIL PUMP
AT-MS9204-099 | SEAL, RTBS SEAL HSNG | 4 | EACH | 9.25 | 37 | ROLLS WOOD GROUP |  | MS9204-099 | Metal O-ring for #4 bearing Seal Housing located in RTBS case.
AT-MS9205-045 | INJ FLNG MTL ORI SML | 34 | EACH | 2.45 | 83.3 | NOR CAL SEAL CO. | MS9205-045 |  | GASKET STEAM INJECTION FLANGE, SMALL.
AT-MS9205-048 | INJ FLNG MTL ORI LRG | 12 | EACH | 1.75 | 21 | NOR CAL SEAL CO. | MS9205-048 |  | GASKET STEAM INJECTION FLANGE, LARGE.
AT-MS9320-10 | ACCESS CASE WASHERS | 13 | EACH | 0.52 | 6.76 | ROLLS WOOD GROUP |  | MS9320-10 | WASHER, ACCESSORY CASE.
AT-MS9557-18 | BOLT, CROSSOVER CLMP | 6 | EACH | 4.5 | 27 | E.I. TURBINE PARTS | MS9557-18 |  | Combustion Liner crossover clamp bolt
AT-MS9697-07 | BOLT, TRANSITION | 34 | EACH | 11.5 | 391 | E.I. TURBINE PARTS | MS9697-07 |  | Combustion Liner Transition Piece (fishmouth) Bolt
AU-GT-1000 | L/O SUPPLY FLEX HOSE | 2 | EACH | 185.25 | 370.5 | MOBILE HOSE | FL3345 NNN 0300 |  | FLEX HOSE, Turbine L/O supply, female AN-20. 29" long.
AU-GT-1001 | CDP AIR SUPPLY HOSE | 1 | EACH | 90 | 90 | MOBILE HOSE |  |  | AIR SUPPLY HOSE FOR CDP AIR MOD..
AU-GT-1003 | CONNECTOR CHIP DET | 1 | EACH | 200 | 200 | ROLLS WOOD GROUP |  | FH3406D12S-3S | CONNECTOR CHIP DETECTOR, COMPLETE ASSEMBLY, FLIGHT SELF-LOCKING
AU-GT-1004 | CONNECTOR, SPD SENSE | 2 | EACH | 230 | 460 | E.I. TURBINE PARTS | FH3406D10SL-4S
AU-GT-1005 | SCAV OIL RTN HOSE | 2 | EACH | 121.89 | 243.78 | MOBILE HOSE | 6886430H480C |  | Oil Hose, Turbine Scavange, AN-16,32" long
AU-GT-1007 | SNAP RING, PTO SLEEV | 4 | EACH | 13.55 | 54.2 | APPLIED INDUSTRIAL TECH. | RS-750-S |  | Spiral snap ring. PTO sleeve/ intake plenum.
AU-GT-1009 | HOSE, GAS FUEL | 2 | EACH | 225 | 450 |  |  |  | Gas Fuel Hose, AN-20
AU-GT-1011 | O RING, INLET PLENUM | 1 | EACH | 3 | 3 | APPLIED INDUSTRIAL TECH. | 01-440 |  | O-ring, engine inlet plenum/ PTO housing seal plug.
AU-GT-1012 | INJ NOZZLE STUD | 64 | EACH | 18.62 | 1191.68 |  |  |  | Inconel stud for engine steam injection nozzle flanges.
AU-GT-1012-NUT | INJ NOZZLE NUT | 68 | EACH | 9.84 | 669.12 |  |  |  | Inconel nut for engine stm inj nozzle flanges.
AU-GT-1013 | INJ FLANGE STUD | 41 | EACH | 3.76 | 154.16 |  |  |  | Engine stm inj piping flange studs
AU-GT-1013-NUT | INJ FLNG NUT | 79 | EACH | 2.38 | 188.02 |  |  |  | Nuts for Engine Stm Inj Flanges
AU-GT-1015 | TERMINAL, ALUMEL | 31 | EACH | 0.18 | 5.58 | B.J. WOLFE | SP20-AL |  | Alumel crimp on T/C wire Terminal
AU-GT-1016 | TERMINAL, CHROMEL | 32 | EACH | 0.18 | 5.76 | B.J. WOLFE | SP20-CH |  | Chromel crimp on T/C terminal
AU-GT-1019 | FUEL INJECTORS, SET | 1 | EACH | 6235.35 | 6235.35 | STANDARD AERO | 23052303 |  | Engine Fuel Injectors, set of six
AU-GT-1020U | GAS METERING VALVE | 1 | EACH | 1995 | 1995 | PECC | 70700057-5 | VG1.5-440 | FUEL GAS METERING VALVE. (Vendor calibrated and/or repaired).
AU-GT-1110-P | INTAKE PREFILTER | 15 | EACH | 16.59 | 248.85 | ADVANCE FILTRATION CONCEP |  | MVP95 1/1 RP | Turbine Intake Filters by Advanced Filtration Concepts.
BD-1000 | VLV DISC PIN,JORDAN | 2 | EACH | 37.23 | 74.46 | VALIN CORP |  | 66339-012 | Blowdown Control Valve, Disc Pin
BD-1001 | VLV SEAT SET,JORDAN | 2 | EACH | 253.31 | 506.62 | VALIN CORP |  | PLHA21011 | Blowdown Control Valve, Seat Set Kit ( Disk, Plate,Pin and Guide )
BD-1002 | VLV PACKING, JORDAN | 3 | EACH | 20.4 | 61.2 | VALIN CORP |  | 65089-602 | Blowdown Control Valve Packing Set Jordan Valve MK70
BD-1002R | PACKING RETAINER | 1 | EACH | 37.4 | 37.4 | VALIN CORP | 65091-768 |  | SS flat washer for Jordan Valve packing spring.
BD-1002S | PACKING SPRING | 1 | EACH | 37.4 | 37.4 | VALIN CORP | 83767-404 |  | Jordan Blowdown valve packing spring
BD-1003 | VLV STEM CONN,JORDAN | 2 | EACH | 18.98 | 37.96 | VALIN CORP |  | 65084-015 | Blowdown Control Valve Stem Connector Jordan Valve MK70
BD-1004 | HAND HOLD GASKET 3X5 | 6 | EACH | 2 | 12 |  |  |  | 3" X 5" HAND HOLD GASKET, BLOW DOWN TANK.
BD-1005 | REBUILD KIT,CASHCO | 1 | EACH | 333.6 | 333.6 | PONTON INDUSTRIES | 423-510K-5BA |  | Kit for Cashco control valve, Blowdown flash tank.
BD-1006 | DIAPHRAM, CASHCO | 1 | EACH | 38.6 | 38.6 | PONTON INDUSTRIES |  | 210-43-1-02200-0 | Diaphram, Cashco Control valve, Blowdown flash tank.
BD-1008 | AUTO BLOWDOWN I/P | 1 | EACH | 496 | 496 | TYCO VALVES & CONTROLS |  | 011477-148-779 | MASONEILAN I/P TRANSDUCER FOR BOILER AUTO BLOWDOWN VLVS.
BD-1009 | SIGHT GLASS, BLDN | 4 | EACH | 10.4 | 41.6 | MCMASTER CARR | 3729K15 | 5/8"X12" BOROSILICATE GLASS | BLOWDOWN TANK SIGHT GLASS 5/8"x 12"
BD-1011 | REPAIR KIT, ISO VLV | 3 | EACH | 16 | 48 | ORANGE FLUID SYSTEM TECH. |  |  | Blr Conductivity Meter Accumulator inlet Valve Repair Kit
CD-1000 | OMEGA REX COUPLING | 2 | EACH | 53.69 | 107.38 | APPLIED INDUSTRIAL TECH. |  | REX#ES3R | CONDENSATE FEED PUMP COUPLING ELEMENT.
CD-1002 | REX COUPLING HUB | 2 | EACH | 23.36 | 46.72 | APPLIED INDUSTRIAL TECH. |  | REX# 3SHSB-1.25 | CONDENSATE PUMP COUPLING HUB 1.250 BORE.
CD-1003 | REX COUPLING HUB | 2 | EACH | 23.36 | 46.72 | APPLIED INDUSTRIAL TECH. |  | REX# 3SHSB-1.375 | COUPLING HUB, 1 3/8 INCH SHAFT DIAMETER.
CD-1004 | MECH SEAL, COND PMP | 3 | EACH | 330 | 990 | INGERSOLL DRESSER PUMP |  | CPM10467A | CONDENSATE/MAKEUP PUMP MECH SEAL INGESOL/RAND # CPM10467A
CD-1006 | COND PUMP BEARING | 1 | EACH | 88 | 88 | PUMP ENGINEERING | 60509437 | 27A19X311SC3 | BEARING, CONDENSATE PUMP. SPECIFIC TO THIS EQUIPMENT.
CD-1007 | COND PUMP BEARING | 1 | EACH | 325 | 325 | PUMP ENGINEERING | 60548732 | 0127AO5311GA002 | BEARING SPECIFIC TO THIS EQUIPMENT.
CD-1008 | COND PMP OIL SEAL LG | 5 | EACH | 13.54 | 67.7 | APPLIED INDUSTRIAL TECH. | 2796A216DIAA001-NITRIL | 21736 | OIL SEAL LARGE, CONDENSATE PUMP.
CD-1009 | COND PMP OIL SEAL SM | 4 | EACH | 6.64 | 26.56 | APPLIED INDUSTRIAL TECH. | 60609773 | 2796A112DIAC001-NITRIL | OIL SEAL SMALL, CONDENSATE PUMP.
CD-1010 | COND PMP HSNG O RING | 4 | EACH | 19.5 | 78 | INGERSOLL DRESSER PUMP | 95086724 | 20A11CM251 | O-RING PUMP TYPE 3*1.5*8HOC SERIAL NO. 0884-5139 REF NO. 1348
CD-1011 | COND PMP LOCKWSHER | 1 | EACH | 1.9 | 1.9 | INGERSOLL DRESSER PUMP |  | 20A19W11 | LOCKWASHER, CONDENSATE PUMP.
CD-1012 | COND PMP GASKET | 1 | EACH | 4 | 4 | INGERSOLL DRESSER PUMP | 60579828 | 2584A311AVSA001VELUMOI | GASKET PUMP TYPE 3*1.5*8HOC SERIAL NO. 0884-5139 REF NO. 2584
CD-1013 | COND GLAND GASKET | 1 | EACH | 3.55 | 3.55 | INGERSOLL DRESSER PUMP | 60579828 | 2584A311AVSA001VELUMOI | GASKET PUMP TYPE 3*1.5*8HOC SERIAL NO. 0884-5139 REF NO. 2584
CD-1014 | COND PMP GASKET | 2 | EACH | 5.75 | 11.5 | INGERSOLL DRESSER PUMP | 60640422 | 2584AGASKETY012-NTL/SYN | GASKET PUMP TYPE 3*1.5*8HOC SERIAL NO. 0884-5139 REF NO. 2584
CD-1015 | COND IMPRLLOR O RING | 4 | EACH | 8 | 32 | INGERSOLL DRESSER PUMP | 60640521 | 2584AGASKETY003-NTL/SYN | CASE GASKET PUMP TYPE 3*1.5*8HOC Type2
CD-1016 | COND PMP SHFT SLEAVE | 3 | EACH | 284 | 852 | INGERSOLL DRESSER PUMP |  | 1895A162X18E001-20 | SHAFT SLEAVE PUMP TYPE 3*1.5*8HOC SERIAL NO. 0884-5139
CD-1017 | PUMP OILER, ASSY. | 1 | EACH | 24.94 | 24.94 | GRAINGER | 6Y849 |  | Condensate Pump Constant Level Oiler Trico 4oz. Opto-Matic
CD-1019 | LARGE FLINGER | 2 | EACH | 18.75 | 37.5 | INGERSOLL DRESSER PUMP | 60588456 | 0871A311AVSA002-842 | LARGE FLINGER, CONDENSATE PUMP.
CD-1020 | SMALL FLINGER | 2 | EACH | 4.8 | 9.6 | INGERSOLL DRESSER PUMP | 60599461 | 0871A11X188A003-BUNAN | SMALL FLINGER, CONDENSATE PUMP.
CD-1021 | CONDPUMP VOLUTE CASE | 1 | EACH | 295 | 295 | INGERSOLL DRESSER PUMP |  |  | CONDENSATE PUMP, SPARE VOLUTE CASE, SALVAGE PART.
CD-1117-U | COND PMP WET END ASY | 1 | EACH | 1100 | 1100 | INGERSOLL DRESSER PUMP |  |  | stand-by condensate pump, OVHL on-site
CD-1118 | COND. PUMP MOTOR | 1 | EACH | 488 | 488 |  |  |  | Replacement Motor for condensate pumps. New, high efficency.
CDR-1002 | COND RTN PUMP SEAL | 2 | EACH | 158.5 | 317 | PUMP ENGINEERING |  | 1668 | 1.125 INCH JOHN CRANE MECHANICAL SEAL.CONDENSATE RETURN PUMP MECHANICAL SHAFT SEAL
CDR-1003 | CNDSTE IMP TEF ORING | 4 | EACH | 3.05 | 12.2 | INGERSOLL DRESSER PUMP | CPN 95060646 | CPN 95060646 | CONDENSATE RETURN PUMP IMPELLER TEFLON ORING.
CDR-1005 | GASKET,GLAND | 2 | EACH | 6.45 | 12.9 | INGERSOLL DRESSER PUMP | CPN 60640406 | CPN 60640406 | Order AS NEEDED only!
CDR-1006 | STUD | 2 | EACH | 22 | 44 | INGERSOLL DRESSER PUMP | CPN 60346608 | CPN 60346608 | Order as needed only!
CDR-1007 | GASKET,CASE | 2 | EACH | 3.7 | 7.4 | INGERSOLL DRESSER PUMP | CPN 60640513 | CPN 60640513 | Order AS NEEDED only!
CHG-1000 | CHARGER ALARM BOARD | 1 | EACH | 325 | 325 |  |  | 203481 | Order AS NEEDED only!
CI-1000 | CHEM METERING PMP | 2 | EACH | 811 | 1622 | RYAN HERCO |  | P121-358TI | Spare Chemical Metering Pump, NEW
CI-1001 | LMI CARTRIDGE (917) | 6 | EACH | 10.2 | 61.2 | COURT & THOMAS CO. |  | 34781 | LMI model H917 Hi pressure metering pump check valve cartridge assy
CI-1002 | O-RING, LMI CHK VLV | 8 | EACH | 0.6 | 4.8 | COURT & THOMAS CO. |  | 34776 | LMI H917 Hi pressure meteing pump check valve o-ring.
CI-1004 | KIT, PROMINENT PUMP | 2 | EACH | 83 | 166 | HOPKINS TECHNICAL PRODUCT |  | 1001713 | Prominent Chemical Metering pump repair kit
CI-1005 | SIGNAL CBL, PROM PMP | 2 | EACH | 26 | 52 | HOPKINS TECHNICAL PRODUCT |  | 1001300 | Signal Cable, Prominent Pumps, Chemical feed.
CI-1006 | INJECTOR, L.M.I. | 2 | EACH | 5.5 | 11 | COURT & THOMAS CO. |  |  | Injector for L.M.I. used for forcing injecting agent into flow of pipe,
CI-1007 | LMI 987 PLUNGER SEAL | 6 | EACH | 68.5 | 411 | COURT & THOMAS CO. |  | 48033 | TEFLON PLUNGER SEAL FOR LMI 987 CHEMICAL PUMP. AMINE RESISTANT. MAN. #48033
CI-1008 | LMI 4-WAY VALVES. | 2 | EACH | 36 | 72 | COURT & THOMAS CO. |  | 28010 | 4 WAY VALVES FOR ALL OUR LMI'S WITH THE EXCEPTION OF THOSE HAVING STAINLESS STEEL HEADS. ORDER AS NEEDED.
CI-1009 | LMI REBUILD WET END | 1 | EACH | 42 | 42 | COURT & THOMAS CO. |  | SP-U9 | REBUILD KIT FOR PUMPS:
CI-1011 | LMI REBLD KIT BISULF | 1 | EACH | 28 | 28 | COURT & THOMAS CO. |  | SU-11 | Wet end rebuild kit for Bi-sulfite pumps.
CI-1013 | LMI METERING PUMP | 1 | EACH | 1496.85 | 1496.85 | RYAN HERCO |  | HH921-987 | LMI Hi Pressure Chemical Metering Pump Model: H921-987
CI-1014 | CHECK VALVE O-RING | 4 | EACH | 40 | 160 | ORANGE FLUID SYSTEM TECH. |  | KZ75-8C-K4 | KALREZ O-RING FOR SS-6C-10 ST/ST CHECK VALVES. TEMPERATURE(600F) AND AMINE RESISTANT.
CI-1028 | SAMPLE COOLER | 1 | EACH | 366 | 366 |  |  | SC-100 | Tube and shell heat exchangers for cooling water samples used in plant chemistry
CS-1200 | BF831A | 1 | EACH | 1103.3 | 1103.3 | G.E. SUPPLY(LOCAL OFFICE) |  | IC600BF831K | GEPC CARD. IC600YB831A, 5-50 VDC INPUT
CS-1200-R | BF831K | 1 | EACH | 688 | 688 | CIMTEC AUTOMATION | IC600BF831K |  | GEPC CARD. IC600YB831K, 5-50 VDC INPUT (Factory Repaired)
CS-1201 | BF923K | 2 | EACH | 700 | 1400 | G.E. SUPPLY(LOCAL OFFICE) |  | IC600 BF 923K | GE PC CARD: IC600BF923K HD OUTPUT 10-50 VDC/ 5VDC.
CS-1202 | BF914 REED RELAY | 4 | EACH | 451 | 1804 | G.E. SUPPLY(LOCAL OFFICE) | IC600 BF914 | IC600 BF 914K | GE PC CARD: IC600BF914B Reed Relay 3A 250 V.
CS-1203 | LX612 | 1 | EACH | 2000 | 2000 | G.E. SUPPLY(LOCAL OFFICE) |  | IC600 LX 612 | GE Series Six Logic Memory Card: IC600LX612K
CS-1204 | CB512L | 1 | EACH | 1000 | 1000 | G.E. SUPPLY(LOCAL OFFICE) |  | IC600 CB512L | GE SERIES SIX CARD: LOGIC CONTROL. IC600CB512L
CS-1204-ARITH | CB500 | 1 | EACH | 919.81 | 919.81 | CIMTEC AUTOMATION | IC600CB500 |  | GE Series six Arithmatic Control Card. (Remanufactured)
CS-1204-I/O | CB509 | 1 | EACH | 572 | 572 | G.E. SUPPLY(LOCAL OFFICE) |  | IC600CB509 | G.E. Series six I/O Control card. IC600CB509
CS-1205 | BF843L | 1 | EACH | 1365 | 1365 | G.E. SUPPLY(LOCAL OFFICE) |  | IC600 BF843L | GE SERIES SIX CARD:IC600BF843L ANALOG INPUT 4-20 MA.
CS-1205-U | BF843RR | 1 | EACH | 726 | 726 | G.E. SUPPLY(LOCAL OFFICE) | IC600BF843 |  | GE Series six Analog Input Card. (repaired)
CS-1206 | BF941K | 1 | EACH | 1155 | 1155 | G.E. SUPPLY(LOCAL OFFICE) |  | IC600 BF941K | GE SERIES SIX CARD:IC600BF941K ANALOG OUTPUT 0-10 VDC.
CS-1207 | BF902K | 2 | EACH | 297 | 594 | G.E. SUPPLY(LOCAL OFFICE) |  | IC600 BF902K | G.E. Series Six 24 volt Output DC Sink card P/N IC600 BF902K
CS-1208 | BF810K | 2 | EACH | 175.5 | 351 | G.E. SUPPLY(LOCAL OFFICE) |  | IC600 BF810K | GE SERIES SIX CARD: IC600BF810K ISO INPUT 115 V AC/DC.
CS-1209 | BF910K | 2 | EACH | 243 | 486 | G.E. SUPPLY(LOCAL OFFICE) |  | IC600 BF910K | GE SERIES SIX CARD:IC600BF910K ISO OUTPUT 115 VAC.
CS-1210 | PM500B | 1 | EACH | 2403 | 2403 | G.E. SUPPLY(LOCAL OFFICE) |  | IC600PM500B | GE Series Six Power Supply. IC600PM500B
CS-1211 | PM503K I/O PWR SUP | 1 | EACH | 1343 | 1343 | G.E. SUPPLY(LOCAL OFFICE) |  | IC600PM503K | G.E. Series Six I/O Power Supply
CS-1211-R | PM503 I/O PWR SUP | 2 | EACH | 1000 | 2000 | G.E. SUPPLY(LOCAL OFFICE) |  | IC600 PM503K | GE SERIES SIX I/O POWER SUPPLY. (Factory overhauled)
CS-1212 | I/O RECVER MODULE GE | 2 | EACH | 445 | 890 | G.E. SUPPLY(LOCAL OFFICE) | BF800K | BF800K | GE FANUC I/O RECIEVER MODULE FOR GE SERIES SIX.
CS-1217 | BAILEY NDSM05 | 2 | EACH | 627 | 1254 | BLAIR MARTIN |  | NDSM05 | BAILEY NET 90 CARD: DIGITAL SLAVE.
CS-1218 | BAILEY YNAMM02 | 1 | EACH | 1795 | 1795 | ABB AUTOMATION |  | YNAMM02 | BAILEY NET 90 CARD: ANALOG MASTER MODULE
CS-1222 | NFAN01 DUCT FAN | 3 | EACH | 55.3 | 165.9 |  | 5C156 | 28245 | COOLING FAN FOR BAILEY CABINET. MODULE FAN
CS-1225 | VIBE MONITOR 0-5 MIL | 1 | EACH | 474.53 | 474.53 |  |  | M702-00-000-011-0000 | This monitor is no longer maid by Dymac/SKF monitoring.
CS-1226 | G.E. TCM HOUR CLOCK | 1 | EACH | 52.5 | 52.5 |  |  | 50-240611AAAD1 | HOURS OPERATED CLOCK FOR TRACKING EQUIPMENT OPERATED HOURS.
CS-1227 | EXCITR DIODE MONITOR | 1 | EACH | 675 | 675 | BASLER ELECTRIC |  | 9 1772 00 100 | Basler Electric exciter diode monitor.
CS-1228-R | VOLTAGE REG, | 1 | EACH | 900 | 900 | BASLER ELECTRIC | SR125HX9125600131 |  | Voltage Regulator, Factory repaired
CS-1229 | PWR FACTOR CONTROLER | 2 | EACH | 681 | 1362 |  |  | 9 1100 00 101
CS-1230 | GE FANUC I/O RACK | 1 | EACH | 678.78 | 678.78 | G.E. SUPPLY(LOCAL OFFICE) | IC600 YR511 | IC600 YR511 | Back Plane without cards for GE Sieries 6 I/O rack
CS-1231 | BAILEY I/O 24V PWR | 1 | EACH | 1235 | 1235 | BLAIR MARTIN | NPSI03R | NPSI03R | BAILEY I/O 24VDC POWER SUPPLY
CS-1232 | JEMS METER | 1 | EACH | 746 | 746 | AMETEK POWER INSTRUMENTS |  |  | JEMS METER By Scientific columbus
CS-1233 | PANEL AC VOLTMETER | 2 | EACH | 76 | 152 | TRANSCAT/EIL SALES | 45/250444 8FSF |  | Panel Voltmeter 0-500VAC
CS-1234 | ABB OVERCURRENT 51I | 3 | EACH | 1137 | 3411 | ABB SERVICE |  | 423T1291 | Protective relay, type 51 1. Serial No. 65142
CS-1235-U | TCSD PWR INPUT MODUL | 1 | EACH | 1506 | 1506 | PECC |  | 5001281-001 REV A | TCSD Power input Module. Repaired (6/6/01) by PECC. Ref P.O.# 1153-000
CS-1236 | TCSD CASE FAN FILTER | 7 | EACH | 0.36 | 2.52 | MCMASTER CARR | 19155K53 |  | TCSD Cabinet case filter, washable.
CS-1237R | BAILEY INPCT01 | 1 | EACH | 3450 | 3450 | CONTROLS & COMPUTER TECH |  | INPCT01 | Bailey Loop Storage Module
CS-1238-U | TCSD UIF MODULE, V3 | 1 | EACH | 750 | 750 | PECC | 5001163-003 |  | TCSD User Interface Module (UIF01)
CS-1239 | BAILEY MOD PWR SUP | 3 | EACH | 650 | 1950 | BLAIR MARTIN | NPSM02 |  | Bailey Module Power Supply
CS-1240 | BAILEY NBTM01 | 1 | EACH | 1680 | 1680 | CONTROLS & COMPUTER TECH |  | NBTM01 | Bailey Bus Transfer Module
CS-1241 | BAILEY NLIM03 | 1 | EACH | 1690 | 1690 | CONTROLS & COMPUTER TECH |  | NLIM03 | Bailey Loop Interface Module
CS-1242 | ABB UNDERVOLTAGE 27D | 1 | EACH | 971 | 971 | ABB AUTOMATION | 411R4195 |  | Generator Protection Relay, Undervoltage.
CS-1243R | BAILEY NPEP01 | 1 | EACH | 280 | 280 | CONTROLS & COMPUTER TECH | NPEP01 |  | Bailey CPU Cabinet Power Entry Panel, Used,refurbished.
CS-1244R | OVR CURRENT RELAY | 1 | EACH | 311.83 | 311.83 | BASLER ELECTRIC |  | BE1 B5R A1N1F | Generator Overcurrent Relay. Factory Repaired
DA-1000 | D/A SIGHT GLASS | 4 | EACH | 32.06 | 128.24 | MCMASTER CARR | 3729K32 |  | DEAREATOR SIGHT GLASS: 5/8" OD X 42"L Long Red Line- PYREX.
DA-1001 | GSKT, SIGHT GLASS | 42 | EACH | 0.11 | 4.62 | MCMASTER CARR | 3733K2 |  | D/A & BLOWDOWN TANK SIGHT GLASS GASKETS:
DA-1002 | ORING D/A RECIRC | 3 | EACH | 8 | 24 |  |  | 11A | D/A RECIRC PUMP VOLUTE GASKET. TYPE E20-624
DA-1003 | SHAFT SLVE DA RECIRC | 1 | EACH | 43 | 43 | SULZER PUMPS (PACO) |  | 05017547 SS | D/A RECIRC PUMP SHAFT SLEEVE. STAINLESS CUSTOM MANUFACTURED
DA-1004 | WEAR RING | 2 | EACH | 182 | 364 | SULZER PUMPS (PACO) |  | K1206 | D/A RECIRC PUMP WEAR RING PACO P/N K1206
DA-1005 | MECH SEAL KIT | 2 | EACH | 193 | 386 | SULZER PUMPS (PACO) | K105-1 | K105-1 | D/A RECIRC PUMP MECH. SEAL ASSY. PACO P/N K105-1 (seal and gasket kit)
DA-1006 | CAP SCREW, DA RECIRC | 7 | EACH | 1.5 | 10.5 | INGERSOLL DRESSER PUMP |  | 8A | D/A RECIRC PUMP IMPELLER CAP SCREW.
DA-1011 | CASHCO TFE SOFT SEAT | 10 | EACH | 6 | 60 | PONTON INDUSTRIES, INC. |  | 785-E2-5-R9142-000 | CASHCO D.A. PRESSURE REGULATOR TEFLON SEAT.
DA-1012 | RECIRC PMP SML GSKT | 2 | EACH | 8 | 16 |  |  | 11F | GASKET SMALL, DA RECIRC PUMP.
DA-1013 | RECIR PMP LRG GSKT | 3 | EACH | 8 | 24 |  |  | 11A | GASKET LARGE, DA RECIRC PUMP.
DA-1015 | D/A RELIEF VLV 15PSI | 2 | EACH | 240 | 480 | FURMINITE/FLOWSERVE/FLICK |  | 19-KJHX | D/A PRESS RELIEF VALVE 15 psi located on west side of DA.
DA-1017 | DA MANWAY GASKETS. | 11 | EACH | 30.68 | 337.48 | PACIFIC MECH.SUPPLY | 11 X 15 X 1.25 |  | 11 x 15 x 1.25 Blue Max DA Manway Gaskets with wire
DA-1018 | CASHCO METAL SEAL | 3 | EACH | 47.7 | 143.1 | PONTON INDUSTRIES, INC. |  | 785-58-4-R9132-00 | D/A PRESS REG VALVE METAL SEAL, CASHCO.
DA-1019 | CASHCO WASHER | 4 | EACH | 0.9 | 3.6 |  |  |  | D/A PRES REG VALVE, WASHER.
DA-1020 | CASHCO BOLT | 4 | EACH | 0.7 | 2.8 |  |  |  | BOLT, CASHCO DA VALVE.
DA-1021 | LVL PROBE ELECTRODE | 15 | EACH | 29.45 | 441.75 | GUY L. WARDEN & SONS |  | 3B3A-5/8"-24NEF | D/A level probe electrode Warrick Controls, Inc. Purchase from: Guy L. Warden
DA-1022 | DA RELIEF VLV 50PSI | 2 | EACH | 330 | 660 | BERMINGHAM CONTROLS INC. |  | 6010JH | DA 50 psi relief valves located on the eastside of the DA's .Two on each DA drum. Cap. 4000 #/hr 2" MPT Manufacturer: Kunkle Valve Co.Ft. Wayne
DA-1023 | I/P TRANSDUCER | 1 | EACH | 524.48 | 524.48 | CALTROL INC |  | 646-31 | Level Control Valve I/P transducer LCV-220 DA level control valve.
DA-1024 | GASKET SET, DA LCV | 2 | EACH | 67.26 | 134.52 | CALTROL INC | RGASKETX182 |  | DA Level Control Valve Body gaskets
DA-1025 | PACKING KIT, DA LCV | 2 | EACH | 43.4 | 86.8 |  | RPACKX00022 |  | DA Level Control Valve stem packing kit
DA-1124 | PUMP, DA RECRIC,NEW | 1 | EACH | 1758 | 1758 | SULZER PUMPS (PACO) |  | 10-25957-630001-2682 | DA Recirc Pump, Factory New
DB-0000 | QUARTZ FIRE EYE LENS | 5 | EACH | 80.3 | 401.5 | GEORGE T. HALL |  | 46-58 | FIREYE QUARTZ LENS.
DB-1000 | BURNER FIRE EYE | 3 | EACH | 177 | 531 | GEORGE T. HALL |  | UV-1A6 | DUCT BURNER FIRE EYE, SCANNER.
DB-1001 | DAMPER I/P | 1 | EACH | 790 | 790 |  |  |  | Duct Burner Blower Damper positioner I/P
DB-1002 | SCANNER FILTER | 6 | EACH | 22.61 | 135.66 | MCMASTER CARR | 4399K53 |  | SCANNER BLOWER FILTER REPLACEMN\ENT ELEMENT. 195 CFM .
DB-1003 | TAPERED BLOWER HUB | 2 | EACH | 7.63 | 15.26 | APPLIED INDUSTRIAL TECH. |  | SK-1 11/16 RYA | AUGMENTING AIR BLOWER TAPERED QD-TYPE BUSHING. Fan shaft pulley MAX TORQUE ON 5/16-18 BOLTS - 15 FT/LB
DB-1004 | BURNER VIEW GLASS | 3 | EACH | 10.98 | 32.94 | DELTAK |  | 17060001 | BURNER DUCT VIEWPORT GLASS w/gasket, graphoil.
DB-1004-A | VIEW PORT SCREEN | 5 | EACH | 13.82 | 69.1 | DELTAK |  | 29160003 | Duct Burner View Port Safety Screen
DB-1004-B | VIEWPORT GSKT SET | 4 | EACH | 58.91 | 235.64 | DELTAK |  | 17010274 | Duct Burner View Port Safety screen Gasket set.
DB-1005 | BLOWER BRNG, U-2 | 4 | EACH | 101.47 | 405.88 | APPLIED INDUSTRIAL TECH. |  | MSF-27T | AUG AIR BLOWER SHAFT BEARING SEAL MASTER (p/n 7056832) 1 11/16 flange bearing
DB-1006 | AGASTAT T/D RLY TR-2 | 2 | EACH | 175.62 | 351.24 |  |  | AGASTAT#7024AC | TIME DELAY RELAY USED FOR DUCT BURNER LIGHT SEQUENCE. ORDER AS NEEDED ONLY!
DB-1007 | AGASTAT T/D RLY TR-3 | 1 | EACH | 175.62 | 175.62 |  |  | AGASTAT#7024AD | AGASTAT RELAY, TIME DELAY.
DB-1008 | AGASTAT T/D RLY TR-4 | 1 | EACH | 128.63 | 128.63 |  |  | AGASTAT#7012AA | AGASTAT RELAY, TIME DELAY.
DB-1009 | AGASTAT T/D RLY TR-5 | 1 | EACH | 128.63 | 128.63 |  |  | AGASTAT#7012AC | AGASTAT RELAY, TIME DELAY.
DB-1010 | AGASTAT T/D RLY TR-1 | 1 | EACH | 128.63 | 128.63 |  |  | AGASTAT#701AE | AGASTAT RELAY, TIME DELAY.
DB-1011 | FLAME AMPLIFER BOX | 2 | EACH | 635 | 1270 | GEORGE T. HALL | 61-3359 | 2401-453-03 | AMPLIFIER BOX, FLAME DETECTION. ORDER AS NEEDED ONLY!
DB-1011P | POWER SUPPLY | 1 | EACH | 274 | 274 | GEORGE T. HALL | 61-3356 |  | Fireye Flame Safety Panel Power Supply
DB-1012 | BLOWER SHAFT PULLEY | 2 | EACH | 36.37 | 72.74 | APPLIED INDUSTRIAL TECH. |  | 2B80SK | AUGMENTING AIR BLOWER V-BELT SHEAVE. USE DB-1003 TAPERED BUSHING WITH THIS PULLEY. P/N 2B80SK Morse. Purchase from King Bearing
DB-1013 | MOTOR SHAFT PULLEY | 2 | EACH | 27.04 | 54.08 | APPLIED INDUSTRIAL TECH. |  | 5.6 2B SDS | BLOWER MOTOR V-BELT SHEAVE, SMALL. MOTOR SIDE.
DB-1014 | 3WAY SOL VALVE | 2 | EACH | 61.63 | 123.26 |  |  |  | Asco 3-way solenoid valve for Burner fuel valve MIN FIRE position.
DB-1015 | REBUILD KIT(DB-1014) | 2 | EACH | 42.93 | 85.86 |  |  |  | Repair kit for Asco Solenoid valve (DB-1014)
DB-1017 | TAPERED MOTOR HUB | 1 | EACH | 7.8 | 7.8 | APPLIED INDUSTRIAL TECH. |  | SDS-1 5/8 | THIS TAPERED BUSHING IS TO BE USED ON THE MOTOR DRIVE PULLEY DB-1013
DB-1018 | THERMOCOUPLE TYPE K | 1 | EACH | 209 | 209 | ROSEMOUNT | 0183R13K2NOON300 |  | Thermocouple, type K, Rosemount. TE-281
DB-1018-TW | THERMOWELL | 1 | EACH | 305 | 305 | ROSEMOUNT | 0091A285T20T000P |  | Duct Temp Thermowell for Rosemount 30" thermocouple Type K.
DB-1019 | GASKET, REGULAT VLV | 2 | EACH | 5 | 10 | CALTROL INC | IP753306992 |  | GASKET 1.75X2X1/16 0444 NEOPRENE. DUCT BURNER REGULATOR VALVE.
DB-1020 | GASKET, 1 3/8 | 2 | EACH | 5 | 10 | CALTROL INC |  | 1A832504032 | GASKET,TO 302F/150C 1 3/8 X 1 39/64 X 1/16 0462 COMP/17A5.FISHER CONTROL.
DB-1021 | DISC HOLDER ASSY | 2 | EACH | 20 | 40 | FISHER CONTROLS |  | 1A8328000C2 | REG VALVE DISC HOLDER ASSY 3/4-1 1/4 IN BRASS/FMS 17G3
DB-1022 | PIN/COTTER 1/16X.50 | 2 | EACH | 1 | 2 | CALTROL INC |  | 1A404018992 | PIN,COTTER 1/16X.50 1899 BRASS
DB-1023 | DIAPHRAGM/HEAD ASSY | 4 | EACH | 32 | 128 | CALTROL INC |  | 1B6424X0012 | DIAPHRAGM/HEAD ASSY 3/4-1 1/4 STL/SYNTHETIC RUBBER.
DB-1024 | POSITION SWITCH | 1 | EACH | 437 | 437 | CALTROL INC |  | 304-110 | Duct Burner Fuel valve Position Switch
DB-1026 | DIAPHRAM DAMPER CONT | 2 | EACH | 43.61 | 87.22 | CALTROL INC |  | 2E791902202 | DAMPER CONTROL VALVE DIAPHRAM, AUGMENTING AIR BLOWER.
DB-1027 | VBLT AUG AIR B93 U1 | 3 | EACH | 18.94 | 56.82 | APPLIED INDUSTRIAL TECH. |  | BP93 | V-BELT B93(Goodyear P/N) FOR UNIT-1 AUGMENTING AIR BLOWER.
DB-1028 | PRESS SWITCH | 1 | EACH | 221 | 221 | JENSEN INSTRUMENTS |  | LPDN4GGS25 | Duct burner high steam pressure switch. Used in the limits complete logic in the burner panel.
DB-1029 | VBLT AUG AIR BP95 U2 | 2 | EACH | 16.44 | 32.88 | APPLIED INDUSTRIAL TECH. |  | BP95 | V-BELT BP95
DB-1030 | ATHENA TEMP CONTROL | 2 | EACH | 409 | 818 | B.J. WOLFE |  | XT25KFB0B0000 | Athena model XT25 Temp/Process controller. For Duct burner panel.
DB-1031 | ROD END BEARING | 1 | EACH | 3.65 | 3.65 | McMaster-Carr | 60645K13 | 60645K13 | Aug. Air Blower Damper Actuator rod end bearing.
DB-1032 | PRESS. SWTCH 30 PSI | 1 | EACH | 204 | 204 | JENSEN INSTRUMENTS | LPSN4GGV25 | LPSN4GGV25 | Ashcroft Pressure Switch, 30 psi.
DB-1034 | PRESS. SWTCH 200 PSI | 1 | EACH | 234 | 234 | JENSEN INSTRUMENTS | LPSN4GGV25 | LPSN4GGV25 | Ashcroft Pressure Switch, 200 psi.
DB-1035 | PRESS. SWTCH 60 INCH | 1 | EACH | 234 | 234 | JENSEN INSTRUMENTS | LPSN4GGV25 | LPSN4GGV25 | Ashcroft Pressure Switch, 60 inches H2O
DB-1036 | BLOWER BRNG, U-1 | 4 | EACH | 187.64 | 750.56 | APPLIED INDUSTRIAL TECH. |  | FB22435H | Unit 1 Aug Air Blower Fan Bearing.
DB-1037 | DAMP ACT OVHL KIT | 1 | EACH | 111 | 111 | CALTROL INC | R3610JX0012 | R3610JX0012 | Fisher Type 3610J positioner repair kit.
DB-1130 | SCANNER BLOWER | 1 | EACH | 599.27 | 599.27 | MCMASTER CARR | 9960K56 | R4310A-2 | Duct Burner Fireye Scanner blower.
DB-1131-U | AUG AIR BLR MOTOR | 1 | EACH | 412.5 | 412.5 |  |  |  | Rebuilt motor for augmenting air blower. Ready to roll.
EC-1000 | EVAP COOL MECH SEAL | 1 | EACH | 27.1 | 27.1 | FH PUMPS |  | 10K10 | EVAP COOLER PUMP MECH. SEAL.
EC-1001 | EVAP COOL PMP IMPELL | 1 | EACH | 100 | 100 | FH PUMPS |  | 2K84 | EVAP COOLER PUMP IMPELLER
EC-1002 | FLOAT VALVE | 3 | EACH | 11.79 | 35.37 |  | 2X525 |  | Ball float valve, Evap cooler resevoir
EC-1003 | COPPER FLOAT | 1 | EACH | 6.65 | 6.65 |  | 4UV75 |  | Ball float, copper, 6" for 60 psi operation.
EC-1004 | SLINGER, EVAP PUMP | 1 | EACH | 4 | 4 | FH PUMPS |  | 5K7 | Evap cooler pump water slinger
EC-1005 | CASE GSKT, EVAP PMP | 1 | EACH | 5.9 | 5.9 | FH PUMPS |  | 5K115 | Case gasket. Evap cooler pump
EC-1100 | EVAP PUMP ASSY | 1 | EACH | 634 | 634 |  |  |  | Evap Cooler pump/motor assy Goulds Pumps model 3642, 1.5 HP, size 1x1 1/4x5
ES-1002 | EMER EYEWASH HEADS | 2 | EACH | 34.7 | 69.4 |  |  | 5549T33 | replacement emergency eyewash heads
ES-1003 | EMER EYE EYEBOLTS | 9 | EACH | 7.5 | 67.5 |  |  | 3032T41 | 1/4"-20x2" long shouldered eye bolt
ES-1004 | EMER EYEWASH CHAIN | 20 | EACH | 2.1 | 42 |  |  | 3610T11 | stainless chain for eye wash station.
ES-1006 | SHOWER TEST CARD | 6 | EACH | 0.98 | 5.88 |  |  | 11145T2 | Emergency Shower/Eye Wash test card record.
FG-1000 | FILTER, GAS SEP. | 6 | EACH | 39.3 | 235.8 | SOUTHPORT EQUIPMENT |  | 31-042-016 | GAS SEPERATOR FILTER ELEMENT
FG-1001 | GAS SEP CVER ORING | 3 | EACH | 13 | 39 | SOUTHPORT EQUIPMENT |  | 61-004-007 | GAS SEPERATOR COVER O-RING
FG-1002 | ACT RBLD KIT REV 6 | 2 | EACH | 207 | 414 | FLOW CONTROL ENGINEERING |  | 20-H-RK39-R6 | Worcester series 39 Actuator rebuild kit revision 6.
FG-1002-REV1 | ACTUATOR REBLD KIT | 1 | EACH | 102 | 102 | FLOW CONTROL ENGINEERING | 20-RK39-R1 | 20-RK39-R1 | WORCESTER "SMALLER" SERIES 39 ACTUATOR REBUILD KIT (XREF FG-1002)
FG-1003 | BLK BLD CNTRL SOL | 2 | EACH | 260.1 | 520.2 | FLOW CONTROL ENGINEERING |  | 8320A20 | Gas System Block and Bleed Control Solenoid
FG-1004 | SERIES 39 LMT SWITCH | 2 | EACH | 356 | 712 | FLOW CONTROL ENGINEERING |  | 30E 39 NZD | WORCESTER SERIES 39 ACTUATOR LIMIT SWITCH
FG-1005 | SOLENOID COIL 24 VDC | 1 | EACH | 32.39 | 32.39 | FLOW CONTROL ENGINEERING |  | 103-833-5D | ASCO SOLENOID VALVE P/N 8320A20 24 VDC CIOL REPLACEMENT. VALVE USED ON THE DOUBLE BLOCK AND BEED GAS SYSTEM.
FG-1006 | SOL REBUILD KIT | 3 | EACH | 46.75 | 140.25 | CALTROL INC |  | 302224 | ASCO SOLENOID REBUILD KIT FOR THE 8320A20 SOLENOID VALVE. VALVE LOCATED ON THE DOUBLE BLOCK AND BLEED GAS SYSTEM.
FG-1007 | QUICK EXHAUST VLV | 3 | EACH | 33 | 99 | GEORGE YARDLEY CO. |  | V0431 | Quick exhaust valve for Wocester type actuators
FG-1008 | EM SWITCH O RING | 2 | EACH | 8 | 16 | FLOW CONTROL ENGINEERING | 9918 | 9918 | EM SWITCH O-RING, FOR WORCESTER SERIES 39 ACTUATOR.
FG-1009 | EM SWT COVER O RING | 5 | EACH | 10 | 50 | FLOW CONTROL ENGINEERING | 19318 | 19318 | EM SWITCH COVER O RING FOR WORCESTER SERIES 39 ACTUATOR.
FG-1012 | SAFETY VLV, FUEL GAS | 1 | EACH | 95 | 95 | FURMINITE/FLOWSERVE/FLICK |  | 910BEDMOIAKE | Relief valve for gas surge tank.
FP-1000 | NAT GAS DET HEAD | 7 | EACH | 270 | 1890 | SCOTT HEALTH & SAFETY |  | 8000-8050 | BACHARACH NATURAL GAS DETECTOR HEAD
FP-1001 | TEST SOCKET | 2 | EACH | 31.35 | 62.7 | SCOTT HEALTH & SAFETY |  | 23-4027
FP-1002 | NAT GAS AMP ASSY | 2 | EACH | 466 | 932 | SCOTT HEALTH & SAFETY |  | 23-4759 | NATURAL GAS AMPLIFIER CARD. Bacharach Model CD850 4 channel detector.
FP-1003 | NAT GAS BODY ASSY | 4 | EACH | 127 | 508 | SCOTT HEALTH & SAFETY |  | 23-4019 | Bacharach gas detector element body assembly for MOD #0023-4012 detector/ CD850 four channel monitor
FP-1004-R | UV DETECTOR, REBUILT | 1 | EACH | 675 | 675 | VIBRO-METER INC. |  | 660-10100 | Model 660 UV detector, Factory Repaired.
FP-1004-U | UV DETECTOR, OLD | 1 | EACH | 165 | 165 | VIBRO-METER INC. |  | 656-10111 | Omnigaurd U/V detector. Old style (discontinued) Factory Repaired.
FP-1005 | ASCO SOL REBUILD KIT | 2 | EACH | 58.64 | 117.28 | CALTROL INC |  | 302931 | Fire protection 3 way solenoid valve that cuts off air supply to dampener actuators.
FP-1006 | COMP BLD AIR ACT KIT | 2 | EACH | 267 | 534 | FLOW CONTROL ENGINEERING |  | 10HRK39 | compressor bleed air solenoid valve actuator rebuild kit. (high temp)
FP-1007 | SOL VLV, HALON | 2 | EACH | 215 | 430 | B&K ELECTRIC |  | 71216SN2GL00N0H111C2 | Halon Fire Bottle Discharge Solenoid Valve.
FP-1008 | COIL, SOL VLV, HALON | 3 | EACH | 75 | 225 | B&K ELECTRIC |  | 7H111C242SHF3 | Solenoid valve coil, Halon valve.
FP-1009 | ACTUATOR, COMP BLEED | 1 | EACH | 510 | 510 | FLOW CONTROL ENGINEERING | 10 39S |  | Compressor Air Bleed Solenoid Actuator
FP-1010 | VALVE, COMP BLD SOL. | 1 | EACH | 519 | 519 | GEORGE YARDLEY CO. | BK39S 24VDC |  | Compressor Bleed Solenoid valve, 3-Way. (Diverter Valve) For Worcestor Model 10 actuator assy
FW-1000 | ROTARY SEAL BLR PMP | 2 | EACH | 456.45 | 912.9 |  |  | 659331 SC/S | PACO BOILER FEED PUMP ROTORY SEAL.THESE SEALS ARE REBUILDABLE FOR 1/2 PRICE.
FW-1000A | ROTORYSEAL REBLT KIT | 2 | EACH | 326.26 | 652.52 |  |  | 659876 SC | For 891-16 seals.
FW-1001 | STATIONARY SEAL BPMP | 1 | EACH | 268.06 | 268.06 |  |  | 46815 TC | PACO BOILER FEED PUMP STATIONARY SEAL.
FW-1002SS | SHAFT SLEVE STAINLES | 1 | EACH | 408 | 408 | SULZER PUMPS (PACO) |  | 05013270H303 | Shaft sleave in stainless steel. This sleave is for the PACO close couple pumps.. BFP-XB.
FW-1003 | WEAR RING KIT | 3 | EACH | 159 | 477 | SULZER PUMPS (PACO) |  | K1237 | BOILER FEED PUMP WEAR RING KIT 1st stage at 4.830 inch ID 2nd stage at 2.500 inch ID
FW-1004 | OIL SEAL LARGE | 6 | EACH | 7.88 | 47.28 | APPLIED INDUSTRIAL TECH. |  | JM 9393-LUP-2 | This seal is used on the two piece boiler feed pump. (BFP-1A & BFP-2A)
FW-1005 | OIL SEAL SMALL | 10 | EACH | 6.17 | 61.7 | APPLIED INDUSTRIAL TECH. |  | JM 14849-LPD | This seal used on the two piece boiler feed pump. ( BFP-1A & BFP-2A )
FW-1006 | WATER SLINGER | 3 | EACH | 2.76 | 8.28 | SULZER PUMPS (PACO) |  | 13G | BOILER FEED PUMP SHAFT WATER SLINGER
FW-1007 | CAP SCREW | 2 | EACH | 1.75 | 3.5 |  |  | 1/2 13X1 1/4 | BOILER FEED PUMP IMPELLER CAP SCREW
FW-1008 | INTERSTAGE ORING | 6 | EACH | 8 | 48 | SULZER PUMPS (PACO) |  | 17021331G | BOILER FEED PUMP CROSSOVER O-RING
FW-1009 | BLR FD PMP VOLUTE OR | 11 | EACH | 6.1 | 67.1 | SULZER PUMPS (PACO) |  | 568-272 VITON | BOILER FEED PUMP VOLUTE CASE 0-RING
FW-1010 | CARVER OPP BEARING | 2 | EACH | 151.46 | 302.92 | KIRST PUMP CO. |  | 750-7307-03-3 | THRUST BEARING, DUPLEX, INSTALLED BACK TO BACK
FW-1012 | BLR FD PMP IMP SHIM | 2 | EACH | 1.12 | 2.24 | SULZER PUMPS (PACO) |  |  | BOILER FEED PUMP IMPELLER SHIM
FW-1013 | BLR FD PMP IMP SHIM | 5 | EACH | 1.67 | 8.35 | SULZER PUMPS (PACO) |  |  | BOILER FEED PUMP IMPELLER SHIM
FW-1015 | CARVER DRIVE END BRG | 2 | EACH | 50 | 100 | KIRST PUMP CO. |  | 750-0307-01-3 | RADIAL BEARING DO NOT HAVE SHIELDS.
FW-1016 | CARVER MOTOR BRNG | 2 | EACH | 41.59 | 83.18 | APPLIED INDUSTRIAL TECH. |  | 311KDD | Bearing number 311KDD Fafnir, for Carver Boiler Feed Pump BFP-2A
FW-1018 | SEAL KIT, ACTUATOR | 2 | EACH | 38.93 | 77.86 | FLOW CONTROL ENGINEERING | 10HRK39 R6 |  | Worcester valve actuator repair kit.For Mod. 39/10 actuators.
FW-1019 | SOLENOID BLOCK ASSY | 2 | EACH | 142 | 284 | GEORGE YARDLEY CO. | BK39SW-120VAC |  | Skinner Solenoid Block assy for Worcester 39/10 actuators Used on Boiler Feed Pump Recirc valves
FW-1020 | LOCK WSHR BALDOR MTR | 2 | EACH | 0.58 | 1.16 | APPLIED INDUSTRIAL TECH. |  | W-12
FW-1021 | LOCKNUT BALDOR MTR | 2 | EACH | 3.35 | 6.7 | APPLIED INDUSTRIAL TECH. |  | N-12
FW-1022 | RETAINER RING | 2 | EACH | 87.93 | 175.86 | TYCO VALVES & CONTROLS | 435000-104-567 |  | For the Feedwater Recirc control valve... Valve Plug retainer ring
FW-1023 | CARVER OIL SEAL | 1 | EACH | 2.84 | 2.84 | APPLIED INDUSTRIAL TECH. |  | 17240 | BEARING HOUSING GREASE SEAL, SEAL USED ON BOTH ENDS OF CARVER FEED PUMPS.
FW-1024 | GASKET SET FW VALVE | 2 | EACH | 52.15 | 104.3 | GEORGE T. HALL |  | 30736389-507 | Gasket set for feedwater control valve
FW-1025 | DIAPHRAM FW VALVE | 1 | EACH | 79.3 | 79.3 | GEORGE T. HALL |  | 30685491-004 | Boiler Level Control Valve Actuator Diaphram
FW-1026 | FW RECIRC RETAINER | 1 | EACH | 50 | 50 | TYCO VALVES & CONTROLS | 035000-244-163 |  | For Feedwater Recirc control valve... Retainer
FW-1026A | PACKING KIT, MASONLN | 1 | EACH | 50 | 50 | TYCO VALVES & CONTROLS | 011488-500-999 |  | Masonielan Valve packing kit, Feedwater Heater recirc cntl valve.
FW-1026B | FW RECIRC VLV PLUG | 1 | EACH | 200 | 200 | BERMINGHAM CONTROLS INC. | 435000-104-567 |  | Feed Water Heater Recirc Valve Plug
FW-1026C | FW RECIRC SEAT RING | 1 | EACH | 194 | 194 | BERMINGHAM CONTROLS INC. | 035000-184-567 |  | Feed Water Recirc valve Seat Ring. Masoneilan
FW-1027A | CARVER SHFT SLV INBD | 1 | EACH | 316 | 316 | KIRST PUMP CO. | 014-2005030-205 |  | Carver WKL-50 Inboard(low pres) shaft sleeve.
FW-1027B | CARVER SHFT SLV OTBD | 1 | EACH | 335 | 335 | KIRST PUMP CO. | 014-2006023-205 |  | Carver WKL-50 Outboard (hi pres) shaft sleeve
FW-1028 | CARVER SEAL, INBD | 1 | EACH | 567.75 | 567.75 | KIRST PUMP CO. | 090-175-01-0137 | JCI M121158 | Carver WKL-50 Pump Inbd (low Pres) Mechanical Seal
FW-1029 | CARVER SEAL, OUTBD | 3 | EACH | 780.25 | 2340.75 | KIRST PUMP CO. | 090-187-02-9958 | JCI B74564 | Carver WKL50 Outboard( Hi Pres) Mechanical Seal
FW-1030 | CARVER SEAL GLN GSKT | 2 | EACH | 9 | 18 | KIRST PUMP CO. | 073-1620002-422 |  | Seal Gland and casings gasket. Inbd/Otbd
FW-1031 | SURE FLEX COUPLING | 1 | EACH | 35.36 | 35.36 | APPLIED INDUSTRIAL TECH. |  | 9E SURE FLEX | SURE FLEX COUPLING FOR CARVER BFP.
FW-1032 | CARVER PMP SHAFT ORG | 9 | EACH | 5.75 | 51.75 | KIRST PUMP CO. | 700-124-357 |  | PUMP SHAFT O RING, inbd/otbd, seals shaft sleeve
FW-1033 | CARVER WTRJKT ORING | 7 | EACH | 8.57 | 59.99 | KIRST PUMP CO. | 700-229-357 | 700-229-357 | COOLING WATER JACKET ORING. USED ON EITHER END OF CARVER PUMPS.
FW-1034 | CARVER WTRJKT GASKET | 7 | EACH | 5.75 | 40.25 | KIRST PUMP CO. |  | 073-2004001-377 | COOLING WATER JACKET AND CASING GASKET. USED ON EITHER END OF CARVER PUMPS.
FW-1036 | CARVER LOCK NUT | 5 | EACH | 12 | 60 | KIRST PUMP CO. | 760-N-07 | 760-N-07 | Locknut, Carver pumps.
FW-1037 | CARVER LOCKWASHER | 2 | EACH | 4 | 8 | KIRST PUMP CO. |  | 761-W-07 | Carver pump lockwasher. Inbd/Otbd
FW-1126 | BLR FD PUMP, CARVER | 1 | EACH | 3685 | 3685 | KIRST PUMP CO. |  | WKL50HB-4 | CARVER BOILER FEED PUMP. SPARE, OVERHAULED UNIT.
FW-1127 | RELIEF VLV FW/HEATER | 1 | EACH | 1756 | 1756 | FURMINITE/FLOWSERVE/FLICK |  |  | F/W HEATER RELIEF VALVE 1.5" CONSOLIDATED 191DGC 1910-GC-1
GEN VENT-1100-U | GEN COMP VNT FAN MOT | 1 | EACH | 328.5 | 328.5 |  |  |  | Replacement motor for generator compartment vent fan. Rebuilt on site.
GN-1000 | SHEAR PIN | 6 | EACH | 212.5 | 1275 | APPLIED INDUSTRIAL TECH. |  | 35533 | GENERATOR COUPLING SHEAR PIN (P/N 006434 OLD REXNORD)
GN-1000-LW | SHEAR PIN LOCK WASH | 81 | EACH | 2.57 | 208.17 | APPLIED INDUSTRIAL TECH. |  | 004907P | Generator Coupling Shear Pin Lock Washer
GN-1000-N | SHEAR PIN NUT | 21 | EACH | 3.51 | 73.71 | APPLIED INDUSTRIAL TECH. |  | 24402 | Generator Coupling Shear Pin Nut
GN-1000-W | SHEAR PIN WASHER | 9 | EACH | 31.22 | 280.98 | APPLIED INDUSTRIAL TECH. |  | 4906 | Generator Coupling Shear Pin Washer
GN-1001 | SHEAR PLATE BUSHING | 2 | EACH | 595 | 1190 | KENNY IND SALES |  |  | REXNORD SHEAR PLATE BUSHING,MANUFACTURED USING PRINT # 60637.
GN-1002 | COUPLING DISC PACK | 2 | EACH | 1011.33 | 2022.66 | APPLIED INDUSTRIAL TECH. |  | 420803SS | COUPLING DISC PACK 700-52
GN-1005 | GEN DIODE | 3 | EACH | 32 | 96 |  |  | SW06PHN300 | GENERATOR DIODE
GN-1006 | GEN DIODE | 6 | EACH | 32 | 192 |  |  | SWO6PHR300 | GENERATOR DIODE
GN-1007 | GEN VIBE PROBE. U-1 | 1 | EACH | 341 | 341 | SKF CONDITION MONITORING |  | SKF CMSS60-000-00-47-10 | For Unit-1 Dymac 600 series amplifiers ONLY. UNIT 1
GN-1008 | PMG 16 AMP FUSE | 3 | EACH | 4.59 | 13.77 |  |  | 16D16Q
GN-1009 | COUPLING WASHER | 29 | EACH | 11.87 | 344.23 | APPLIED INDUSTRIAL TECH. |  | 511413
GN-1010 | COUPLING BOLT | 15 | EACH | 41.73 | 625.95 | APPLIED INDUSTRIAL TECH. |  | 116098
GN-1011 | COUPLING LOCKNUT | 16 | EACH | 35.47 | 567.52 | APPLIED INDUSTRIAL TECH. |  | 20254
GN-1012 | DIODE FUSES | 11 | EACH | 59.03 | 649.33 | Brush Electrical Machine | S025711425 | 315 BMT | PMG diode fuses 6ea per unit.
GN-1013 | EDDY PROBE KIT, U-1 | 2 | EACH | 595 | 1190 | Rotating Machinery Technologies |  |  | Generator Eddy Probe Upgrade Kit. 8mm.
GN-1014 | VIBE XMITTER, U-2 | 1 | EACH | 650 | 650 | METRIX INSTRUMENTATION CO | 5465F-004 |  | Generator Vibration Transmitter. FOR UNIT 2 ONLY.
GN-1015 | GEN VIBE PROBE. U-2 | 1 | EACH | 260 | 260 | METRIX INSTRUMENTATION CO | 10006-00-50-05-02 |  | Generator Vibration Probe. For Unit 2 ONLY.
GN-1016 | VIBE EXTENSION CABLE | 1 | EACH | 120 | 120 | METRIX INSTRUMENTATION CO | 7402-045-00 |  | Metrix Vibe System Extension Cable. Unit 2 ONLY
GN-1103 | GEN INT FILTER 12/24 | 20 | EACH | 3 | 60 | TRI-DIM AIR FILTERATION |  | 12X24-1540 PAD | GENERATOR INTAKE FILTER
GN-1104 | GEN INT FILTER 24/24 | 32 | EACH | 4.5 | 144 | TRI-DIM AIR FILTERATION |  | 24X24-1540 PAD | GENERATOR INTAKE FILTER 24X24-1540 PAD
GNCB-1000 | CAPACITOR | 1 | EACH | 97 | 97 |  |  | 705938-E | CAPACITOR USED IN THE CAPACITIVE TRIPPING DEVICE USED TO OPEN GENERATOR BREAKER
GNCB-1001 | RECTIFIER UNIT | 2 | EACH | 132 | 264 |  |  | 706903-A | RECTIFIER UNIT USED ON THE CAPACITIVE DEVICE.
GNCB-1002 | RESISTOR | 2 | EACH | 24 | 48 |  |  | 701261-A5 | RESISTOR COMPONENT IN THE CAPACITIVE TRIP UNIT.
HS-1000 | CHARGE PUMP R/V | 1 | EACH | 97 | 97 | FLODRAULIC GROUP |  | 101048-022 | Charge pump relief valve manufactured by Eaton set pressure 220 psi
HS-1001 | COOL/FLUSH RELIEF VL | 1 | EACH | 97 | 97 | FLODRAULIC GROUP |  | 101048-016 | Cooling/ flush relief valve manufactured by Eaton set pressure 160 psi
HS-1002 | MAIN R/V FOR/REV | 3 | EACH | 97 | 291 |  |  | 101047-55 | Main pressure relief valve used on forward and reverse fluid direction Set pressure 6000 psi
HS-1003 | CONTACT KIT | 3 | EACH | 378 | 1134 |  |  | Z-34043 | STARTER CONTACT KIT;ALLEN-BRADLEY'SIZE 5 OR 1 POLE.
HS-1004 | STARTER SOL ENABLE | 1 | EACH | 195.4 | 195.4 | VALIN CORP |  | 71221SN1MM00N0H222C2 | Hydraulic starter enable solenoid.
HS-1005 | SOLENOID COIL | 4 | EACH | 48.7 | 194.8 |  |  | CV5-0130-U24 | Solenoid Coil Used on both Starter enable solenoid (XY-126) and Starter High Speed Solenoid (XY-127)
HS-1006 | STRTR HI SPD SOL | 1 | EACH | 160.65 | 160.65 |  |  | X136HB11001 | Starter High Speed solenoid (XY-127)
HS-1007 | FALK STEELFLEX GRID | 1 | EACH | 69 | 69 | APPLIED INDUSTRIAL TECH. |  | 1070T | FLEX GRID MEMBER FOR FALK STARTER COUPLINGS.
HS-1008 | STEELFLEX SEAL KIT | 2 | EACH | 8.97 | 17.94 | APPLIED INDUSTRIAL TECH. |  | 70-1070 T 10 | Steelflex seal kit fo FALK starter coupling.
HS-1009 | FALK END FLOAT KIT | 2 | EACH | 28.98 | 57.96 | APPLIED INDUSTRIAL TECH. |  | 757605 | End float kit for FALK starter coupling.
HS-1010 | EATON CONTROL GASKET | 9 | EACH | 1.44 | 12.96 | FLODRAULIC GROUP |  | 101930 | Eaton presure override control gasket
HS-1011 | EATON POR CNTRL KIT | 3 | EACH | 629.68 | 1889.04 | FLODRAULIC GROUP |  | 990144-052 | Eaton pressure overide control conversion kit.
HS-1012 | O-RING, VOLVO MOTOR | 2 | EACH | 4 | 8 | NELSON DUN INC |  | 22046-220 | O-ring, Volvo starter motor pressure ports. Viton.
HS-1014 | GEAR, COUPLING HUB | 1 | EACH | 86.72 | 86.72 | APPLIED INDUSTRIAL TECH. |  | ZURN C201-1/4 1-1/2 | Coupling Hub for starter motor(Volvo) to Reduction Gear accesory drive.
HS-1016 | SPLIT FLANGE KIT | 3 | EACH | 30.4 | 91.2 | NELSON DUN INC |  | FF595-20 | Split flange kit for Mod V12 Hydraulic Starter Motor "Volvo".
HS-1017 | O RING EATON BLOCK | 6 | EACH | 1.65 | 9.9 | NELSON DUN INC |  | 22046-219 | O- Ring for top and bottom of Eaton block on pump.
HS-1113 | HYD STARTER MOTOR | 1 | EACH | 5000 | 5000 | ZEMARC CORPORATION |  | 3782234 | Hydraulic Starter Motor (Volvo)
HS-1114 | EATON PUMP ASSY. | 1 | EACH | 2493.56 | 2493.56 | APPLIED INDUSTRIAL TECH. |  | 007620-001 | Eaton Hydrostatic pump assembly.
IA-1001 | TIMER, BAREBONES | 1 | EACH | 59.25 | 59.25 | MCMASTER CARR |  | 7369K35 | Barebones timer. Replacement timer for solenoid on C.D.P. air skid
IA-1002 | TIMER, BAREBONES | 1 | EACH | 59.25 | 59.25 | MCMASTER CARR |  | 7369K34 | barebones timer for replacement of solenoid control timer
IA-1003 | PRESSURE REGULATOR | 1 | EACH | 49.99 | 49.99 | MCMASTER CARR | 4959K54 |  | 10-250 psi regulator for Instrument Air System.
IA-1004 | COOLER SOL VLV COIL | 3 | EACH | 26.8 | 80.4 | MCMASTER CARR | 4639K999 | C111P3 | Solenoid valve coil. 110vac. Unit is for aftercooler drain valves.
IA-1005 | RELIEF VALVE, TANK | 2 | EACH | 9.82 | 19.64 | MCMASTER CARR | 9889K19 SET 200 |  | 200 psi relief valve for air reciever tank
IA-1006 | AIR REGULATOR | 1 | EACH | 24.5 | 24.5 |  | 6B211 |  | General purpose Regulator. 1/2" ports 0-125psig
IA-1007 | SOL DRAIN VLV KIT | 1 | EACH | 25.7 | 25.7 | VALIN CORP |  | 7K01N1 | Parker solenoid valve repair kit
IA-1008 | AFTRCLR SOL VLV | 4 | EACH | 85.52 | 342.08 | VALIN CORP |  | 71215SN2MF00NOC1113P | After cooler 1/4 " solenoid valve, 200 psi, 120vac, 1/8" orifice.
IA-1009 | DELTEC FILTER HSNG | 2 | EACH | 113.33 | 226.66 | CRAWFORD COMPRESSOR CO. |  | P105A | INLINE AIR DRYER USED OVER AT S/K ON PROCESS STEAM CONTROL VALVE
IA-1010 | DELTEC DRYER ELEMENT | 8 | EACH | 38.33 | 306.64 | CRAWFORD COMPRESSOR CO. |  | 6110E | INLINE AIR OIL SEPERATOR
IA-1012 | 4-WAY VALVE REP KIT | 3 | EACH | 62 | 186 | PUMP ENGINEERING |  | 754117LLVFNK | Desicant drier lower 4-way selector valve rebuild kit.
IA-1013 | AFTER COOLER FAN MTR | 1 | EACH | 31.8 | 31.8 | GRAINGER | 3M549 |  | CDP after cooler fan motor
IA-1014 | AFTER COOLER FAN | 2 | EACH | 114 | 228 |  |  | 295-6860 | CDP after cooler fan
IA-1015 | POP UP INDICATOR | 2 | EACH | 13.9 | 27.8 | MCMASTER CARR |  | 5797-64 | Norgren Oil Removal Filter Pop-Up Indicator( IA-ORF) For Model F46 Housing.
IA-1018 | DRYER PURGE SOL VLV | 1 | EACH | 66.3 | 66.3 | FLOW CONTROL ENGINEERING | 8210G2 | 8210G2 | Solenoid coil and valve assembly for the Instrument Air Dryer, tower purge.
IA-1019 | NORGREN FILT ELEMENT | 5 | EACH | 5 | 25 | PUMP ENGINEERING |  | 5349-0Z 1R48Z | Filter elements for Norgren Housings
IA-1116 | AFTR CLR FILTER | 7 | EACH | 3.18 | 22.26 | MCMASTER CARR | 3923T12 |  | FILTER FOR CDP AFTER COOLER UNIT.
IC-1000 | VORTEX METER CABLE | 1 | EACH | 152 | 152 | FOXBORO/INVENSYS |  | B0184VD | Vortex Shedder Meter Extension Cable Assembly
IC-1001 | VORTEX AMP, STM FLOW | 2 | EACH | 300 | 600 | FOXBORO/INVENSYS | B0194RF | E83FA | Type E83FA amplifier. Foxboro vortex shedding flow meters
IC-1001A | AMP,DUCT FUEL, U2 | 1 | EACH | 386 | 386 | FOXBORO/INVENSYS |  | D0143VT | Foxboro vortex shedding meter amplifier (E83W style) For 2-FT-270, U2 Duct Burner Fuel Flow {see equip rec for xmitter info}
IC-1002 | GP TRANS 0-300 PSI | 2 | EACH | 1136.32 | 2272.64 | ROSEMOUNT |  | 1151GP7E22B1 | Pressure transmitter
IC-1003 | DP TRANS 0-30IN H2O | 1 | EACH | 1161 | 1161 | ROSEMOUNT |  | 1151DP3E22 | 30 INCHES WATER DIFFERENTIAL PRESSURE TRANSMITTER
IC-1004 | GP TRANS 0-100PSI | 1 | EACH | 1292 | 1292 | ROSEMOUNT |  | 1151GP6E22B2 | 0-100 PSIG PRESSURE TRANSMTTER
IC-1005 | DP TRANS 0-150"H20 | 4 | EACH | 1256.8 | 5027.2 | ROSEMOUNT |  | 1151DP4E22 | 0-150" H20 DIFFERNETIAL PRESSURE TRANSMITTER.
IC-1007 | T/C TRANSMITTER | 3 | EACH | 453 | 1359 | GOLDEN STATE CONTROLS |  | TRANSPAK T723 | Transpak Multipurpose Thermocouple Transmitter
IC-1007A | TRANSPAK ENCLOSURE | 3 | EACH | 221 | 663 | GOLDEN STATE CONTROLS |  | 805T805 | Transpak T723 NEMA 4 enclosure.
IC-1008 | FLOW DAM SHEDDING MT | 21 | EACH | 5.15 | 108.15 | FOXBORO/INVENSYS |  | L0112KT | Flow dam for Std Sensor (Vortex Shedding Meter)
IC-1009 | BONNET GASKET | 22 | EACH | 4.8 | 105.6 | FOXBORO/INVENSYS |  | LO121DT | Shedding meter sensor bonnet gasket
IC-1010 | O RING, SHEDDING MTR | 12 | EACH | 5.55 | 66.6 | FOXBORO/INVENSYS |  | D0100RP | Shedding meter sensor o-ring
IC-1011 | KIT, SENSOR | 1 | EACH | 544 | 544 | FOXBORO/INVENSYS |  | K0148MU | Sensor replacement kit for Vortex Shedding Meter model E83FA.
IC-1012 | MANIFOLD, P/F 3-WAY | 2 | EACH | 342.6 | 685.2 | ORANGE FLUID SYSTEM TECH. |  | SS-V3NBF8-FL | 3 WAY MANIFOLD FOR TRANSMITTERS.
IC-1013 | MANIFOLD REPAIR KIT | 1 | EACH | 11.2 | 11.2 | ORANGE FLUID SYSTEM TECH. |  | SS-MK-M3V | 3 WAY MANIFOLD SEAL KIT
IC-1014 | SENSOR ADAPTOR | 2 | EACH | 244 | 488 | FOXBORO/INVENSYS |  | K0147BJ | Flow sensor TERMINAL ADAPTER used to adapt existing coax extension cable to new style sensors. For use with flow sensor kit K0147BW. (IC-1011)
IC-1015 | PRESS. SWTCH. 0-10" | 1 | EACH | 102.5 | 102.5 | JENSEN INSTRUMENTS |  | 1950-10 | Dwyer Pressure Switch: Trip switch for Turbine Air Intake.
IC-1016 | THERMOCOUPLE TYPE J | 1 | EACH | 37.7 | 37.7 |  |  |  | Style 1060 field cuttable thermocouple probe type J
IC-1017 | THERMOCOUPLE TYPE K | 1 | EACH | 37.7 | 37.7 |  |  |  | Style 1060 field cuttable thermopcouple probe type K.
IC-1018 | THERMOCOUPLE TYPE T | 1 | EACH | 37.7 | 37.7 |  |  |  | Style 1060 field cuttable thermocouple probe type T.
IC-1019 | RTD XMITTER RL2 | 1 | EACH | 658 | 658 | ROSEMOUNT |  | 444RL2U1A1E5 | Rosemount: 0 to 210 degrees Celcius. RTD transmitter. (0-410 deg F)
IC-1022 | RTD SENSOR ELEMENT | 1 | EACH | 187 | 187 | ROSEMOUNT |  | 0068N11N00A020T34 | Rosemount Platinum RTD Sensor. 3"L 1/2" mpt. Standard fixed probe.
IC-1023 | RTD THERMOWELL | 2 | EACH | 78 | 156 | ROSEMOUNT | 0091A020T36T005P |  | Sensor Thermowell, 1"mpt X 2" long, for 1/2" X 3"long RTD's.
IC-1024 | TEMPERATURE XMITTER | 4 | EACH | 806.73 | 3226.92 | FOXBORO/INVENSYS |  | RTT20-I1SNXFA-L3M1 | Foxboro Temperature Transmitter, Model RTT20, Analog.
IC-1025 | RTD ELEMENT | 2 | EACH | 196 | 392 | ROSEMOUNT | 0068N21N00A020T34 | 0068N21N00A020T34 | FOR USE WITH RTD TRANSMITTER, COMPANY PART NUMBER IC-1024.
IC-1026 | XMITTR DP 0-100 PSID | 1 | EACH | 1194 | 1194 | ROSEMOUNT |  | 1151GP6S22T0086B1 | 0 to 100 PSID transmitter, Rosemount.
IC-1027 | TBI TEMP SENSOR | 1 | EACH | 212 | 212 | TBI-BAILEY |  | TB49000FO5 | TBI-Bailey Conductivity xmitter Temperature Sensor
IC-1028 | CONDUCTIVITY SENSOR | 1 | EACH | 290 | 290 | TBI-BAILEY |  | TB46501010002 | Conductivity sensor for 0-CT-200, Feedwater conductivity
IS-1003 | LIMIT SWITCH | 1 | EACH | 163 | 163 | CALTROL INC | 496-2 |  | Masoneilan Steam Injection Shutoff Valve limit switch 10Amp 480VAC Mod#496-2
IS-1004 | REG REBLD KIT 67AFR | 4 | EACH | 19.48 | 77.92 | CALTROL INC |  | R67AFRXOO12 | This rebuild kit will expand the nominal range of the 67AF to 0-100 psi
IS-1006 | 3 WAY SOLENOID VLV. | 1 | EACH | 22.58 | 22.58 | FLOW CONTROL ENGINEERING |  | 8320G186 | 3 way solenoid for use on steam injection contrl valve. ASCO.
IS-1007 | QUICK EXHAUST | 3 | EACH | 22.58 | 67.74 | CALTROL INC |  | VO431 | Quick exhaust valve by asco for use on the steam injection control valve.
IS-1008-N | STRAINER, STM INJ | 6 | EACH | 562 | 3372 | MACK IRON WORKS |  | PB-6 300# | Turbine Injection Steam Strainers
IS-1008-U | STRAINER, STM INJ | 2 | EACH | 562 | 1124 | MACK IRON WORKS |  | PB-6 300# | Turbine Injection Steam Strainers
IS-1009 | VALVE BONNET GASKET | 4 | EACH | 12.85 | 51.4 |  |  | 31102S 2 G18029 | Bonnet gaskets for Henry Vogt Valves. These valves are located at the injection steam pressure transmitters located immediately downstream from the injection steam chopper valve.
IS-1010 | POSITIONER, VALVE | 2 | EACH | 723 | 1446 |  |  | 063200002999H | Valve positioner for the injection steam control valve.
IS-1011 | I/P RELAY | 2 | EACH | 303 | 606 |  |  | 060942-010-99 | Masoneilan I/P transducer Relay for Model 8012 I/p.
LO-1000 | L/O SAMPLE KIT | 33 | EACH | 34 | 1122 | ANALYSTS INC | TSTIP |  | LUBE OIL ANALYSIS SAMPLE KIT
LO-1001 | FILTER, MAIN | 3 | EACH | 479.12 | 1437.36 | RYAN HERCO/FLOW SOLUTIONS |  | HC8300FKP16Z | LUBE OIL FILTER ELEMENT. (RED. GEAR)
LO-1001-A | LO FILT O RING,COVER | 2 | EACH | 32.31 | 64.62 | RYAN HERCO/FLOW SOLUTIONS | ORH-262 FTM | 1126564 | Main Lube Oil Filter housing cover O- Ring.
LO-1001-B | LO FILT O RING SMALL | 2 | EACH | 7.63 | 15.26 | RYAN HERCO/FLOW SOLUTIONS | ORH-135 |  | Main Lube Oil Filter Cover assymbly, Small O- Ring.
LO-1001-C | LO FILT O R STND PIP | 2 | EACH | 6.56 | 13.12 | RYAN HERCO/FLOW SOLUTIONS | ORH-133 |  | Main Lube Oil Filter for the stand pipe, Small O- Ring.
LO-1002 | FILTER, STARTER | 2 | EACH | 210.94 | 421.88 | RYAN HERCO/FLOW SOLUTIONS |  | HC7500SKP8Z | HYDRAULIC STARTER FILTER ELEMENT
LO-1003 | FLTR, PURIFIER | 4 | EACH | 137.8 | 551.2 | RYAN HERCO/FLOW SOLUTIONS |  | HC9104FKZ8Z | LUBE OIL PURIFIER FILTER For Housing assy # HZ2804A16 SBP
LO-1003H | HOUSING, PURIFIER | 1 | EACH | 238.5 | 238.5 | RYAN HERCO/FLOW SOLUTIONS |  | HZ2804A16 SBP | Lube Oil Purifier Housing Assy.
LO-1005 | FULFLO RELIEF VALVE | 2 | EACH | 257.1 | 514.2 | BERENDSEN FLUID POWER |  | VJ-8R/HS/XS | LUBE OIL SYS. PRESSURE RELIEF VALVE
LO-1006 | PUMP, AUX. | 1 | EACH | 1067.64 | 1067.64 |  |  | 45V42A-1820-282 | AUX. LUBE OIL PUMP. VICKERS VANE TYPE
LO-1007 | MAIN L/O PUMP | 2 | EACH | 861 | 1722 | PHILIDELPHIA GEAR CORP. |  | 207272 | MAIN LUBE OIL PUMP
LO-1008 | MAIN PMP NYLON COUP | 3 | EACH | 95 | 285 | APPLIED INDUSTRIAL TECH. | 697904-00027 | LOVEJOY,NYFLEX SLEEVE 3 GROOVE | Applied Industrial Tech Ser-Bath Nyflex Three Groove Coupling 697904-00027
LO-1009 | DEMISTER | 1 | EACH | 1058 | 1058 | FILTRATION EQUIPMNT SALES | 1544790-001 |  | Dynapure A-1 Demister For Reductio Gearbox Venting
LO-1010 | 2X150# FLEX JOINT | 3 | EACH | 52.25 | 156.75 | PACIFIC MECH.SUPPLY | 2" 150X8" |  | LUBE OIL PUMP FLEX COUPLING 2" FLANGE x 8" LENGTH with corrugated stainless hose
LO-1011 | AUX PMP CPLNG ELEMNT | 2 | EACH | 7.85 | 15.7 | APPLIED INDUSTRIAL TECH. |  | MAGNALOY 270 URATHANE INSERT | Aux L/O pump coupling element.
LO-1012 | L/O REG KIT | 2 | EACH | 106.8 | 213.6 | CALTROL INC |  | R98HXOOOO62 | VENDOR CONTROLS SPECIALIST
LO-1013 | TEMP REG STEM SEAL | 3 | EACH | 87 | 261 | CONSUMERS PIPE & SUPPLY |  | 81900B3 | VALVE STEM SEAL KIT. ROBERT SHAW LUBE OIL TEMP REGULATOR
LO-1014-1 | DEMSTR PRMRY FLT A-1 | 1 | EACH | 6 | 6 | FILTRATION EQUIPMNT SALES |  | 143834-001 | L/O SYSTEM DEMISTER PRIMARY FILTER
LO-1015-1 | DEMSTR DISPS FLT A-1 | 13 | EACH | 6 | 78 | FILTRATION EQUIPMNT SALES |  | 145367-001 | L/O SYSTEM DEMISTER DISPOSABLE FILTER
LO-1016-2 | AS300 RES DEMIST PAD | 5 | EACH | 9 | 45 | FILTRATION EQUIPMNT SALES |  | 143834-002 | L/O RESEVOIR VENT FAN PRIMARY FILTER
LO-1017-2 | AS300 RES DEMIST PAD | 13 | EACH | 6 | 78 | FILTRATION EQUIPMNT SALES |  | 145367-002 | L/O RESEVOIR VENT FAN DISPOSABLE FILTER
LO-1018 | SHEAVE [PULLEY] | 2 | EACH | 148.55 | 297.1 | GRAINGER | 3X618 | 3TB154 | THREE GROOVE SHEAVE. BROWNING P/N 3TB154. Bushing P/N Q1.
LO-1020 | PRES REG REPAIR KIT | 3 | EACH | 137 | 411 |  |  |  | Lube Oil Supply Pressure Regulator repair kit
LO-1020-3 | FAN BELT 3/BX59 | 2 | EACH | 36.49 | 72.98 | APPLIED INDUSTRIAL TECH. |  | 3/BX59 | Banded belt for lube oil coolers. (3 band)
LO-1022 | L/O COOLER FAN BRING | 2 | EACH | 91.53 | 183.06 | APPLIED INDUSTRIAL TECH. |  | P3U227N | 1&11/16 LINK BELT BEARING FOR L/O COOLER FAN
LO-1023 | DEMSTR MTR 1/3HP | 1 | EACH | 91 | 91 |  |  | KL3405 | Small lube oil demister motor. Baldor brand.
LO-1024 | STARTER HYD HOSE | 2 | EACH | 133.22 | 266.44 | B&T Hydraulics |  | FL5484MMM0442 | Aeroquip hose
LO-1025 | NYFLEX HUB PUMP END | 2 | EACH | 90 | 180 |  |  | 203817 | Main L/O pump Nyflex coupling hub pump end
LO-1026 | NYFLEX HUB GBOX END | 3 | EACH | 90 | 270 |  |  | 203824 | Main L/O pump Nyflex coupling hub gearbox end
LO-1027 | NYFLEX RETAINER RING | 1 | EACH | 2.97 | 2.97 |  |  | 203697 | Main L/O pump Nyflex coupling retainer ring
LO-1029 | VLV REPAIR KIT | 1 | EACH | 32 | 32 |  |  |  | Worcester ball valve repair kit, Temp reg by-pass.
LO-1030 | PUMP DISCHARGE PIPE | 1 | EACH | 128 | 128 | MOBILE HOSE | B60-02XP-40X-32-32-10.25 |  | Main Lube Oil pump discharge piping.
LO-1031 | FAN SHAFT | 1 | EACH | 152 | 152 | MCMASTER CARR |  |  | L/O Cooler fan shaft
LO-1126 | MOTOR, AUX L/O PUMP | 1 | EACH | 503 | 503 | GP ELECTRIC |  |  | Auxiliary Lube Oil Pump Motor, NEW
LO-1127 | RESEVOIR DEMISTER | 1 | EACH | 1875 | 1875 | ADVANCE FILTRATION CONCEP | 1544808-005 | AS300 | Lube Oil Resevoir demister/vent fan
LO-1129 | THERMOSTATIC ASSY | 1 | EACH | 2000 | 2000 |  |  |  | LUBE OIL TEMP REGULAQTOR
LO-1130-U | LO COOLER MOTOR. | 1 | EACH | 324.5 | 324.5 |  |  |  | Rebuilt motor for lube oil coolers. Used motor cost 50% of new.
MS-1000 | DISC CAP YARWAY 711 | 4 | EACH | 156.8 | 627.2 | PARKER SUPPLY CO |  | 968358-02 | REPLACEMENT TRAP CAPSULE YARWAY 711/721
MS-1000A | YARWAY TRAP AND BODY | 4 | EACH | 300.6 | 1202.4 | PARKER SUPPLY CO | 120-0229 | 120-0229 | 3/4" Yarway Steam Trap. Body and Capsule.
MS-1002 | PACKING KIT | 1 | EACH | 78 | 78 | TYCO VALVES & CONTROLS | 011488-503-999 |  | For Masoneilan 6 inch 35-35212 CAM FLIX VALVE Serial # 251208-1
MS-1003 | PLUG | 1 | EACH | 1686 | 1686 | TYCO VALVES & CONTROLS | 035006-104-587 |  | For Masoneilan 6 inch 35-35212 CAM FLEX VALVE Serial # 251208
MS-1004 | SEAT RING | 1 | EACH | 543 | 543 | TYCO VALVES & CONTROLS | 435006-181-163 |  | For Masoneilan 6 inch 35-35212 CAM FLEX VALVE Serial # 251208-1
MS-1005 | SEAT RETAINER | 1 | EACH | 128 | 128 | TYCO VALVES & CONTROLS | 435006-244-163 |  | For Masoneilan 6 inch 35-35212 CAM FLEX VALVE Serial # 251208
MS-1006 | RETAINER RING | 2 | EACH | 3 | 6 | TYCO VALVES & CONTROLS | 971881-053-181 |  | For Masoneilan 6 Inch 35-35212 CAM FLEX VALVE Serial # 251208-1
MS-1007 | RETAINER RING | 1 | EACH | 4 | 4 | TYCO VALVES & CONTROLS | 971881-056-181 |  | For Masoneilan 6 Inch 35-35212 CAM FLEX VALVE Serial # 251208-1
MS-1009 | ACTUATOR SHAFT | 4 | EACH | 192 | 768 |  |  | 30674511-001
MS-1010 | STEM SEAL HOUSING | 4 | EACH | 328 | 1312 |  |  | 30040140-104 | Stem seal housing for a Honeywell actuator mdl# 01-18S-R
MS-1011 | VLV PACKING, BIG RED | 1 | EACH | 112 | 112 | TYCO VALVES & CONTROLS |  | 005675794913H | VALVE STEM PACKING for Masoneilan valve at Sunkist (Big Red)
MS-1012 | SEAL RING | 2 | EACH | 57 | 114 | TYCO VALVES & CONTROLS |  | 009291046779H | Seal Ring Gasket for Masoneilan valve at Sunkist (Big Red)
MS-1013 | GASKET, SEAT RING | 2 | EACH | 57 | 114 | TYCO VALVES & CONTROLS |  | 009291046779H | Seat Ring Gasket for Masoneilan valve at Sunkist (Big Red)
MS-1014 | GASKET, BONNET | 2 | EACH | 63 | 126 | TYCO VALVES & CONTROLS |  | 009291045779H | Bonnet Gasket for Masoneilan valve at Sunkist (Big Red)
MS-1015 | STEM, VALVE PLUG | 2 | EACH | 327 | 654 | TYCO VALVES & CONTROLS |  | 012160180215H | Valve Stem for Masoneilan valve at Sunkist (Big Red)
MS-1016 | SEAT RING | 2 | EACH | 707 | 1414 | TYCO VALVES & CONTROLS |  | 971977032343H | Seal Seat Ring for Masoneilan valve at Sunkist (Big Red)
MS-1017 | RELAY METERING TUBE | 1 | EACH | 28 | 28 | TYCO VALVES & CONTROLS |  |  | Relay metering tube for Masoneilan 8012 I/P
MS-1100 | PROC STM CNTL VLV | 1 | EACH | 4078.25 | 4078.25 | ADVANCED PROCESS SERVICE |  | 9500 | Honeywell Model 9501 Steam Pressure Control Valve
PLS-1001 | HPS 70W LAMP BULB | 6 | EACH | 25.32 | 151.92 | MCMASTER CARR | 8352K5 |  | 70 WATT HIGH PRESSURE SODIUM LAMP, USED IN PLANT PERIMETER LIGHTING
PLS-1002 | HPS 70W LAMP KIT | 2 | EACH | 104.73 | 209.46 | MCMASTER CARR | 14615K66 |  | 70 WATT HIGH PRESSURE SODIUM LAMP REPAIR KIT FOR PLANT LIGHTING.
PLS-1003 | 208 VOLT PHOTORELAY | 3 | EACH | 11.55 | 34.65 | GRAINGER | 5U791 | K4023 | 208 VOLT PHOTORELAY USED IN THE PLANT PERIMETER LIGHTING SYSTEM.
PLS-1005 | WIRE LAMP GUARD | 2 | EACH | 50 | 100 |  |  |  | WIRE SHIELD TO PROTECT THE GLASS GLOBES ON THE PLANT PERIMETER LIGHTING.
PLS-1006 | REFLECTOR, PLNT LTS. | 1 | EACH | 45 | 45 |  |  | RD70 | Reflectors for plant outside lighting system.
PLS-1007 | HPS 100W LAMP BULB | 4 | EACH | 22.95 | 91.8 | MCMASTER CARR | 8352K58 |  | 100 watt Light Bulbs for plant perimeter lighting.
PLS-1007A | HPS 100W LAMP KIT | 2 | EACH | 98.26 | 196.52 | MCMASTER CARR | 14615K45 |  | 100 Watt High Pressure Sodium lamp repair kit. Plant perimeter lights
PLS-1008 | PHOTO RELAY, GP | 4 | EACH | 9.2 | 36.8 | MCMASTER CARR |  | ET168 | Photocell for skid specific lighting system.(Mini/main ro skids etc...)
PLS-1009 | METAL HALIDE LAMP | 2 | EACH | 24.68 | 49.36 | MCMASTER CARR | 8352K62 |  | CTG compartment replacement lamp.
RCEM-1400 | CHESSEL PAPER | 11 | EACH | 19.5 | 214.5 | ACCURATE MEASUREMENT SYS |  | GD244101U100 | Chessel chart paper part number GD244101U100
RCEM-1401 | CHESSEL RIBBON | 2 | EACH | 62 | 124 | ACCURATE MEASUREMENT SYS |  | LA243101 | Chessel chart recorder ribbon cartridge
RCEM-1402 | SILICAGEL | 4 | EACH | 25 | 100 | HORIBA INSTRUMENTS INC. |  | 320343 | Horiba APNA-360 dryer unit Hi capacity adsorbant/dessicant
RCEM-1402A | SIL GEL HSNG GSKT | 2 | EACH | 18 | 36 | HORIBA INSTRUMENTS INC. |  | H554922-01 | Horiba analyzer. Cylinder gasket for silica gel unit.
RCEM-1402B | SIL GEL HSNG SCREW | 2 | EACH | 4.58 | 9.16 | HORIBA INSTRUMENTS INC. |  | H514860-01 | Horiba Analyzer Silica Gel Cylinder retainer screw "C"
RCEM-1403 | UV LAMP UNIT | 2 | EACH | 530 | 1060 | HORIBA INSTRUMENTS INC. |  | U800952700 | Horiba APNA-360 UV lamp with o-ring. For Ozone generation.
RCEM-1404 | UV LINER | 2 | EACH | 105 | 210 | HORIBA INSTRUMENTS INC. | 361399 | 361399 | Horiba APNA-360 teflon liner for UV lamp
RCEM-1405 | NOX CONVERTER TUBE | 2 | EACH | 162 | 324 | HORIBA INSTRUMENTS INC. |  | 361526 | Horiba APNA-360 Nox converter catalyst cylinder
RCEM-1405A | NOX CONV TUBE HOSE | 2 | EACH | 50 | 100 | HORIBA INSTRUMENTS INC. |  | G8811451 | Horiba Analyzer Nox converter catalyst cylinder hoses
RCEM-1406 | AIR FILTER ELEMENT | 2 | EACH | 52 | 104 | HORIBA INSTRUMENTS INC. |  | 352653 | Horiba APNA-360 0.3 micron air filter
RCEM-1407 | SAMPLE FILTER SET | 1 | EACH | 7.6 | 7.6 | HORIBA INSTRUMENTS INC. |  | 381108 | Horiba APNA-360 sample filter disks.
RCEM-1408 | OZONE DECOMPOSER | 2 | EACH | 146 | 292 | HORIBA INSTRUMENTS INC. |  | 320345 | Horiba APNA-360 Ozone decomposer catalyst (DO unit)
RCEM-1409 | PPD CAPILLARY | 2 | EACH | 283 | 566 | HORIBA INSTRUMENTS INC. |  | U801200600 | Horiba APNA-360 PPD capilary unit for sample gas dehumidifier
RCEM-1410 | PUMP DIAPHRAM KIT | 4 | EACH | 66 | 264 | HORIBA INSTRUMENTS INC. |  | 9022002900 | Horiba APNA-360 pump diaphram replacement kit.
RCEM-1411 | SMPL FILTER GASKET | 1 | EACH | 31 | 31 | HORIBA INSTRUMENTS INC. |  | 361325 | Horiba APNA-360 sample filter gasket
RCEM-1412 | SMP FLTR HSNG O-RING | 1 | EACH | 11 | 11 | HORIBA INSTRUMENTS INC. |  | 385588 | Horiba APNA-360 sample filter housing o-ring.
RCEM-1413 | NOX SCRUBBER BEADS | 10 | EACH | 9.85 | 98.5 | CLASS ONE TECHNOLOGIES |  | PURAFIL II CHEMISORBANT | Purafil II Chemisorbant beads, composed of potasium permangate. Used in Nox scrubbers.
RCEM-1414 | PARTICULATE FILTER | 4 | EACH | 5.91 | 23.64 | MCMASTER CARR |  | 9841K93 | FILTER ELEMENT LOCATED DOWNSTREAM OF PEAK AIR DRYER.
RCEM-1415 | DESICCANT FILTER | 4 | EACH | 3.3 | 13.2 |  |  | SS-4F-K4-7 | 7 MICRON OUTLET FILTER FOR THE NOX SCRUBBERS.
RCEM-1417 | DECOMPOSER FILTER | 5 | EACH | 50 | 250 | HORIBA INSTRUMENTS INC. |  | 361332 | FILTER ELEMENT FOR THE OZONE DECOMPOSSER REF PRT # RCEM-1008
RCEM-1418 | PACKING, OZONE DECOM | 1 | EACH | 31 | 31 |  |  |  | PACKING MATERIAL FOR THE OZONE DECOMPOSER REF OCI PART # RCEM-1008
RCEM-1419 | O-RING OZONE DECOMP | 2 | EACH | 2.69 | 5.38 | HORIBA INSTRUMENTS INC. |  | 380169 | O-RING FOR OZONE DECOMPOSSER. REF OCI PART # RCEM-1008
RCEM-1420 | FILTER/REGULATOR | 1 | EACH | 173 | 173 |  |  |  | Norgren General purpose Filter/ Regulator
RCEM-1421 | GP AIR FILTER | 1 | EACH | 68 | 68 |  |  |  | General Purpose Air filter/housing
RCEM-1423 | BALSTON FILTER | 6 | EACH | 36 | 216 | HORIBA INSTRUMENTS INC. |  | 501144 | Balsten Filter element
RCEM-1424 | O-RING, SILICON | 2 | EACH | 8 | 16 | HORIBA INSTRUMENTS INC. |  | 602305-6 | O-ring, stack probe filter hsng
RCEM-1425 | SAMPLE PUMP | 2 | EACH | 535 | 1070 | HORIBA INSTRUMENTS INC. | 9022005500 |  | Horiba APNA 360 Sample pump Mod: GD-6EH-100
RCEM-1426 | PRES SWITCH, CAL GAS | 1 | EACH | 113.95 | 113.95 | TECO PNEUMATIC, INC. |  | J205LG50SF12L-X | CEMS Calibration Gas Bottle Pressure Switch
RCEM-1427 | COOLING FAN, ANALYZR | 1 | EACH | 25.06 | 25.06 | MCMASTER CARR | 1931K36 |  | Horiba APNA 360 Analyzer Cabinet Cooling Fan
RCEM-1428-R | CHESSELL WRITE SYS | 1 | EACH | 585 | 585 | ACCURATE MEASUREMENT SYS |  |  | Write System for the CHESSEL MDL # 4250M
RCEM-1430 | SOL VLV, STACK PROBE | 2 | EACH | 68 | 136 | VALIN CORP | B2DA1175 |  | Stack Probe Dilution Air Solenoid Valve
RCEM-1431 | HORIBA SOL VALVE | 2 | EACH | 231 | 462 | HORIBA INSTRUMENTS INC. |  | 9022005400 | Horiba analyzer solenoid valve. Located on the flow pattern unit
RCEM-1431A | HORIBA SOL VLV GSKT | 4 | EACH | 11 | 44 | HORIBA INSTRUMENTS INC. |  | 380033 | Horiba Solenoid valve gasket
RG-1000 | GB VIBE PROBE, U-1 | 3 | EACH | 250 | 750 | SKF CONDITION MONITORING |  | CMSS M61-002-00-12-10 | Gearbox Eddy probe. 5mm SKF proximity probe. For M606 Dymac amplifiers
RG-1000-C | EXTENSION CABLE, U-1 | 2 | EACH | 185 | 370 | SKF CONDITION MONITORING | CMSS900-00-040 |  | Proximity probe extension cable for 5mm probes ONLY, UNIT 1.
RG-1003 | PINION SHAFT, STNDRD | 1 | EACH | 1850 | 1850 | PHILIDELPHIA GEAR CORP. | 1112249-1 |  | BIG SPRAGUE CLUTCH ASSEMBLY PINION SHAFT
RG-1003-A | PINION SHAFT NITRIDE | 1 | EACH | 2750 | 2750 | PHILIDELPHIA GEAR CORP. | 1112249-2 |  | Sprag clutch pinion shaft with Nitride coating on spline and clutch areas.
RG-1004 | PRECISION BRNG | 3 | EACH | 380 | 1140 | PHILIDELPHIA GEAR CORP. | WG211202 |  | BIG SPRAUGE CLUTCH ASSEMBLY UPGRADED RADIAL BALL BEARING
RG-1004-R | BEARING RETAINER | 1 | EACH | 250 | 250 | PHILIDELPHIA GEAR CORP. | 1112252-1 |  | Bearing Inner Race Retainer, Starter Clutch Assy.
RG-1005-U | CLUTCH HSNG, USED | 2 | EACH | 560.5 | 1121 |  |  |  | Used, Serviceable Starter Clutch Housing
RG-1006 | INT RETNER RING LRG | 2 | EACH | 24 | 48 | PHILIDELPHIA GEAR CORP. | WG209290 |  | BIG SPRAGUE CLUTCH ASSEMBLY
RG-1006-U | INT RTAIN RING,USED | 2 | EACH | 10.5 | 21 | PHILIDELPHIA GEAR CORP. |  |  | Internal Retaining Ring, Starter clutch Housing, USED.
RG-1007 | OIL SEAL | 5 | EACH | 16 | 80 | PHILIDELPHIA GEAR CORP. | 202374 |  | Oil Seal (BIG SPRAGUE CLUTCH ASSEMBLY)
RG-1008 | EXT RETNER RING SML | 1 | EACH | 5 | 5 | PHILIDELPHIA GEAR CORP. | WG209291 |  | BIG SPRAGUE CLUTCH ASSEMBLY
RG-1010 | CLUTCH BACKSTOP | 1 | EACH | 249 | 249 | PHILIDELPHIA GEAR CORP. | 205852 |  | BIG SPRAGUE CLUTCH ASSEMBLY
RG-1011 | SPRING | 7 | EACH | 12 | 84 | PHILIDELPHIA GEAR CORP. | 202373
RG-1012 | TILT PAD BEARING | 2 | EACH | 4984 | 9968 | PHILIDELPHIA GEAR CORP. | 1106860-1 |  | ORION TILT PAD BEARINGS. HIGH SPEED PINION SHAFT MAIN GEAR SET.
RG-1013 | GB VIBE XMITTER, U2 | 1 | EACH | 650 | 650 | METRIX INSTRUMENTATION CO | 5465F-003 |  | Reduction Gear Box Vibration Transmitter. UNIT 2 ONLY
RG-1014 | GB VIBE PROBE, U-2 | 1 | EACH | 185 | 185 | METRIX INSTRUMENTATION CO | 10001-00-15-05-02 |  | Reduction Gear Box Vibration Probe. Unit 2 ONLY
SG-1000 | BURST DISK | 2 | EACH | 48.64 | 97.28 | BERMINGHAM CONTROLS INC. |  | 8053430A | SUPERHEATER OUTLET RUPTURE DISK 3" STD 243psi @ 1060deg.F, Inconel.
SG-1001 | SIGHT GLASS, BLR | 2 | EACH | 37.89 | 75.78 | MCMASTER CARR |  | 36885K57 | BOILER STEAM DRUM SIGHT GLASS
SG-1002 | GASKET SIGHTGLASS | 4 | EACH | 2.96 | 11.84 | MCMASTER CARR | 36885K87 |  | #7 graphoil or #3400 Garlock gaskets for stm drm sightglass
SG-1003 | BLR/GLASS NUTPACKING | 41 | EACH | 5.08 | 208.28 | PACIFIC MECH.SUPPLY |  |  | Graphoil Packing rings, steam Drum gage glass.
SG-1004 | ELECTRODE, DRM LVL | 9 | EACH | 86.15 | 775.35 | GUY L. WARDEN & SONS |  | WCC-12KH | STEAM DRUM LEVEL PROBE ELECTRODE
SG-1005 | RELAY, LVL PROBE | 3 | EACH | 112 | 336 | ALLEN WHOLESALE SUPPLY |  | 1D1D0 | Boiler Level Electrode Relay. Warrick Controls, Inc. Type: 1D1D0 AC Line 115V Secondary 300V
SG-1006 | DOOR PACKING, HRSG | 1 | EACH | 20.8 | 20.8 | DELTAK |  | 26010010 | Rope Gasket. 8ft x 3/8 x 1/2. Wire wrapped.
SG-1007 | BOILER MANWAY GSKT | 9 | EACH | 33.76 | 303.84 | PACIFIC MECH.SUPPLY | 12 X 15.5 X 1.5 | 12 X 15.5 X 1.5 | SIZE 12 x 16 x 1.25 Blue Max Boiler Manway Gaskets.(old style)
SG-1014 | CONTROL VLV GSKT KIT | 4 | EACH | 128.4 | 513.6 |  |  | 30736389 513 | HONEYWELL CAGE VALVES SERIES 9100 9200 9500
SG-1015 | DIAPHRAM MAIN STM | 2 | EACH | 42.33 | 84.66 |  |  | 30033677-002
SG-1117 | STEAM DRUM RELIEF | 2 | EACH | 1569 | 3138 | FURMINITE/FLOWSERVE/FLICK |  | 1811LA-20 | 300/295 psi Safety Relief Valve. This part is rebuilt regularly.
SMP-1000 | IMPELLER O RING | 3 | EACH | 6 | 18 | SULZER PUMPS (PACO) | 5K179 | 5K179 | Small Impeller O Ring for the PACO Sump pumps at the north end of the plant.
SMP-1001 | CASING O RING | 6 | EACH | 3 | 18 | SULZER PUMPS (PACO) | 5K4 | 5K4 | Casing o ring for PACO Sump Pumps located at north end of plant.
SMP-1002 | SEAL KIT JC TYPE 21 | 3 | EACH | 50 | 150 | SULZER PUMPS (PACO) | 10K13 | 10K13 | Rotating and Stationary elements for Mechanical Seal, PACO Sump Pumps located on the north end of the plant.
SMP-1023 | WW-METER BODY O-RING | 6 | EACH | 3 | 18 | VOSSLER PROCESS EQUIPMENT |  | T302411M2604 | Body O-Ring for waste water meter. fits between turbine housing and turbine body
T/G VENT-1100 | ENCLOSURE FAN MOTOR | 1 | EACH | 200 | 200 |  |  |  | 1.5HP TEFC 3PH 1725R 145T FR
WI-1000 | MICROMOTION DRVE CRD | 1 | EACH | 480 | 480 |  |  | 203832 | MICROMOTION DRIVE SPARE CARD.
WI-1001 | MICROMOTION SIG CRD | 1 | EACH | 480 | 480 |  |  | 203841 | MICROMOTION SIGNAL BOARD CARD.THIS CARD CAN BE RETURNED TO REFURBISH
WI-1002 | IMPELLER | 1 | EACH | 381.35 | 381.35 | PUMP ENGINEERING |  | P1-47 | Impeller for Sunflo P-1000 water injection pumps.
WI-1003 | INBO./OUTBO. BEARING | 2 | EACH | 159.75 | 319.5 | PUMP ENGINEERING | P1-2 | 21-098 | Sunflo P-1000 series hi speed shaft bearings. 2 per assembly.
WI-1004 | PROCESS SEAL | 1 | EACH | 249.25 | 249.25 | PUMP ENGINEERING | P1-SK-UC-S | OK01FL01AUC | WATER INJ PUMP PROCESS SEAL for single process seal/ gearbox face seal confi
WI-1005 | GASKET, GEARBOX | 1 | EACH | 10.5 | 10.5 | PUMP ENGINEERING |  | P1-121 | Cork gearbox gasket for Sunstrand P-1000 water inj pump
WI-1006 | PINION SHAFT | 1 | EACH | 643 | 643 | PUMP ENGINEERING |  | P1-38-126 | Sunflow P-1000 series pump pinion shaft
WI-1007 | HI SPD SHAFT ASSY | 1 | EACH | 2125 | 2125 | PUMP ENGINEERING |  | P-1DQB | Hi speed shaft assy for Sunstrand water injection pump.
WI-1008 | OIL, TURBINE, ISO 32 | 4 | GAL | 12.31 | 49.24 | MCMASTER CARR | 2158K14 |  | Turbine oil for Sunflo Water Inj Pumps.
WI-1009 | DIFFUSER PLATE | 1 | EACH | 70.52 | 70.52 | PUMP ENGINEERING |  | DJ09FL02DB | Sunflow P-1000 series pump diffuser plate.
WI-1011 | SHROUD GSKT | 1 | EACH | 3.33 | 3.33 | PUMP ENGINEERING |  | P1-7 | Shroud Gasket. Rubber. For Sunstrand P-1000 Water inj Pump.
WI-1012 | SNAP RING | 2 | EACH | 2.85 | 5.7 | PUMP ENGINEERING |  | P1-24 | Sunflow P-1000 series pump snap ring
WI-1013 | GEARBOX FACE SEAL | 1 | EACH | 332.3 | 332.3 | PUMP ENGINEERING | P1-27, P1-25 | SE02MN01, RJ09MN01RJ | Gearbox Seal. Kit.
WI-1014 | SHAFT SLEEVE | 1 | EACH | 427.7 | 427.7 | PUMP ENGINEERING |  | P1-22 | Sunflow P-1000 series pump slinger sleeve
WI-1015 | O-RING, SLEEVE | 10 | EACH | 0.85 | 8.5 | PUMP ENGINEERING | P1-18-UC | 14-126UC | O-ring. shaft sleeve and impeller. 3 ea. per assembly.
WI-1016 | O-RING,HSASS TO VOLU | 4 | EACH | 1.6 | 6.4 | PUMP ENGINEERING |  | P1-20-UC | O-ring, P-1000 series hi speed pump housing.
WI-1017 | O-RING,PROC,GB SEALS | 4 | EACH | 0.95 | 3.8 | PUMP ENGINEERING |  | P1-28 | O-ring, to seal staionary element of the process seal.
WI-1018 | OIL SEAL, MOTOR | 3 | EACH | 5.66 | 16.98 | APPLIED INDUSTRIAL TECH. |  | 13569 | Water Injection Pump Motor oil seal. Front bell hsng.
WI-1019 | O-RING,HSASS TO CASE | 4 | EACH | 1.2 | 4.8 | PUMP ENGINEERING |  | 14-092UC | O-RING TO SEAL THE HIGH SPEED ASSEMBLY TO THE GEARBOX CASE.
WI-1020 | W.I.PUMP DISCH HOSE | 1 | EACH | 45 | 45 |  |  |  | 3/4 INCH STEEL BRAIDED DISCHARGE LINE WITH SWAGELOK FITTINGS FOR W.I. PUMPS.
WI-1021 | VOLUTE (PUMP) CASE | 1 | EACH | 1415 | 1415 | PUMP ENGINEERING | P1-32 | H007FL02DB | VOLUTE CASE FOR HIGH SPEED ASSEMBLY ON SUNSTRAND P-1000 DQB WATER INJECTION PUMP. ENCASES IMPELLER.
WI-1022 | PRESSURE RELIEF VLV | 1 | EACH | 875 | 875 | CALTROL INC |  | 98HH | SEE WI-1028 FOR REBUILD KIT
WI-1023 | RESISTIVITY CELL | 1 | EACH | 416 | 416 | FOXBORO/INVENSYS |  | 920-EA1-6 | Demineralizer resistivity meter cell
WI-1023C | DI SENSOR CABLE | 1 | EACH | 48 | 48 | FOXBORO/INVENSYS |  | 60810 | DI Resistivity monitor Sensor Cable. FOXBORO
WI-1024 | RESISTIVITY MONITOR | 1 | EACH | 988 | 988 | FOXBORO/INVENSYS |  | 920M-A02P-SLA | Foxboro resistivity monitor, Demineralizer
WI-1025 | FILTER, DI BANK | 4 | EACH | 3.11 | 12.44 | RYAN HERCO |  | 6700-530 | Filter element, D.I. bank.
WI-1026 | I/P TRANSDUCER | 2 | EACH | 505 | 1010 | BERMINGHAM CONTROLS INC. |  | 011477-188-779 | Masoneilan I/P Transducer. Water Injection Control Valve
WI-1027 | FILTER ELEMENT | 1 | EACH | 34 | 34 | Flow Ezy |  | 7916-04 | Stainless mesh pleated filter element. Water injection pump discharge.
WI-1028 | REG VLV REPAIR KIT | 2 | EACH | 187.34 | 374.68 | CALTROL INC | R98HX000052 | R98HX000052 | Fisher regulator repair kit for type 98HH-12 valve
WI-1029 | DEMIN SOL VALVE KIT | 2 | EACH | 213.2 | 426.4 | FLOW CONTROL ENGINEERING |  | EF8210B54 | ASCO SWITCH CO SER# CS19011, SOL CATA# 80173, REBUILD KIT# 302300, VALVE CATA# 8211854, VOLT/HZ 110,120/50,60, WATTS 15.4, SIZE 1" 125 PSI.
WI-1030 | DI SYSTEM SOLENIOD | 1 | EACH | 109.06 | 109.06 |  |  |  | This Solenoid valve is installed on the DI system, and is used to switch between banks as they deplete.
WI-1031 | SWITCHING RELAY, CR1 | 1 | EACH | 70 | 70 | Line Electric Co. |  |  | DI Control Panel Bank solenoid switching relay
WI-1032 | SOL VLV, ACTUATOR | 3 | EACH | 142 | 426 | GEORGE YARDLEY CO. | BK39SW-24VDC | PM3S5250C | 24vdc solenoid and control block for Worcester series 39 actuators
WI-1101-U | MOTOR, WATER INJ PMP | 1 | EACH | 196.5 | 196.5 |  |  |  | Water Injection Pump Spare Motor. Used motor cost 50% of new.
WT-1000 | R\O FD PMP MTR BRNG | 1 | EACH | 94.33 | 94.33 |  |  | 6313 2ZJEM | R\O FEED PUMP MOTOR BEARING.
WT-1001 | R\O FD PMP SHFT SEAL | 2 | EACH | 91.65 | 183.3 |  |  | 1IN X CF-D-1197 | R/O FEED PUMP MECHANICAL SEAL.
WT-1002 | LO PRES SWITCH | 1 | EACH | 220.22 | 220.22 | ACCURATE MEASUREMENT SYS |  | 4NN-K4-N4-C1A | RO low pressure switch. 2-25 psi
WT-1003 | O-RING,FILT MAIN RO | 7 | EACH | 3.9 | 27.3 | CALIFORNIA FILTRATION | OT10540132 | 2-372 | O-RINGS FOR USE ON MAIN RO PRE-FILTER HOUSING COVERS.
WT-1005 | AQUAMATIC 526-RA | 1 | EACH | 50 | 50 | T&T VALVE & INSTRUMENT |  | 526-RA | 526-RA KIT USED ON 3 INCH AQUAMATIC VALVES. KIT IS RUBBER PRODUCTS ONLY.
WT-1006 | AQUAMATIC 526-RB | 1 | EACH | 68.5 | 68.5 | T&T VALVE & INSTRUMENT |  | 526-RB | VALVE 526 TOTAL REBUILD KIT, NORMALLY OPEN.526-RC NORMALLY CLOSED $72.50.
WT-1009 | R/O GRBX BEARING | 1 | EACH | 20.31 | 20.31 |  |  | 55187C | R/O FEED PUMP GEARBOX TAPERED CONE BEARING
WT-1010 | R/O GRBX SEAL | 1 | EACH | 7.92 | 7.92 |  |  | 18546 | R/O FEED PUMP GEARBOX BEARING OIL SEAL
WT-1011 | R/O FD PMP GRBX SEAL | 4 | EACH | 4.29 | 17.16 |  |  | 473231 | R/O FEED PUMP GEARBOX OIL SEAL
WT-1012 | SEAL, OIL | 4 | EACH | 3.71 | 14.84 |  |  | 473231 | R/O PUMP OIL SEAL
WT-1013 | R/O GRBX ORING | 3 | EACH | 1.66 | 4.98 |  |  | 568-244 | R/O FEED PUMP GEARBOX OIL SEAL ORING.
WT-1014 | R/O GRBX OIL ORING | 5 | EACH | 1 | 5 |  |  | 568-225 | R/O FEED PUMP GEARBOX OIL SEAL ORING.
WT-1015 | BURST DISK | 2 | EACH | 30.25 | 60.5 |  |  | MB | RUPTURE DISK 3" 45psi
WT-1016 | R/O FD PMP BRNG RACE | 4 | EACH | 8.69 | 34.76 |  |  | 55437 | Timkin tapered bearing race for Tonka flow R/O feed pump.
WT-1017 | DISCHARGE SCREEN R.O | 1 | EACH | 54 | 54 |  | 1120501 | 1120501 | Stainless Steel Screen for discharge side of Main R.O. pump to prevent pump internals from contaminating the Membranes in case of catistrophic failure.
WT-1018 | PRODUCT ADAPTOR SEAL | 22 | EACH | 0.32 | 7.04 | APPLIED INDUSTRIAL TECH. | 01-221 | 2-221 | RO product port adapter o-ring seal. Order from Ionics
WT-1019 | R/O PLUG SEAL | 3 | EACH | 3.84 | 11.52 |  |  | 568-357 | RO pressure vessel end plug seal. Order from Ionics.
WT-1020 | R/O PORT SEAL | 15 | EACH | 0.89 | 13.35 |  |  | 568-225 | R/O PRODUCT PORT SEAL. P/N 1ER001-225
WT-1022 | RF SWITCH NC | 1 | EACH | 202.12 | 202.12 | MCMASTER CARR | 4696K18 | SLC-2-AS | Radio Frequency operated level control switch. This switch is normally closed and senses water to open. Currently in use on the Salt Tank Level system.
WT-1023 | RF SWITCH NO | 1 | EACH | 202.12 | 202.12 | MCMASTER CARR | 4696K17 | SLC-1-AS | Radio Frequency operated level control switch. This switch is normally closed and senses water to open. Currently in use on the Salt Tank Level system.
WT-1024 | VICTALIC #77 ELEMENT | 20 | EACH | 3.5 | 70 |  |  | 77 ELEMENT | R/O MAIN SUPPLY WATER VITALIC #77 GASKET ELEMENT
WT-1025 | R/O FEED TUBE RET RG | 5 | EACH | 4 | 20 |  |  | 5103-137H | R/O FEED TUBE RETAINER CLAMP RING
WT-1026 | R/O BRINE SEAL | 19 | EACH | 17.15 | 325.85 |  |  | 2840-42 | BRINE SEAL
WT-1027 | SOFTNR ASCO 3 WAYVLV | 1 | EACH | 70 | 70 | FLOW CONTROL ENGINEERING |  | 8320A5MS | ASCO 3 WAY SOLENOID USED ON SOFTENER 1&2.
WT-1028 | GSKT, CARBON TANK | 2 | EACH | 4.24 | 8.48 | MCMASTER CARR | 1923K43 |  | Carbon Tank Manway Gasket
WT-1032 | BUTTON HEAD SCREW | 20 | EACH | 0.7 | 14 |  |  |  | 1/4-20x5/8 ss button head socket screw. Order from Ionics
WT-1035 | PRODUCT PORT | 5 | EACH | 77 | 385 | GE WATER (FORMERLY IONICS | 51849 |  | R/O PRODUCT PORT
WT-1036 | MINI RO FILT O RING | 4 | EACH | 2.1 | 8.4 |  |  | 6800-901 | Mini RO filter Housing O-Ring.
WT-1039 | PUMP OIL CUP | 2 | EACH | 31.88 | 63.76 | MCMASTER CARR | 1181K13 | 30005 | CAT# 30005 TRICO 20405R 8oz
WT-1040 | PORT RETAINER RING | 2 | EACH | 5 | 10
WT-1041 | BEARING PLATE | 1 | EACH | 11 | 11
WT-1042 | SEALING PLATE | 1 | EACH | 100 | 100 |  |  | 10235-1 | SEALING PLATE FOR RO PRESSURE VESSEL.
WT-1043 | PRESSURE SWITCH, HI | 2 | EACH | 166.5 | 333 | ACCURATE MEASUREMENT SYS |  | 5NN-K45-P1-C1A | SOR High pressure switch. RO pump discharge.
WT-1044 | O-RING MINI RO CAP | 18 | EACH | 0.75 | 13.5 |  |  | 01-342 | O-Ring, Mini RO pressure vessel end cap.
WT-1046 | COUPLING SLEEVE | 1 | EACH | 45.2 | 45.2 |  | 3KZ61 | 9E SLEEVE | Rubber 2 piece insert for Main RO pump coupling
WT-1047 | COUPLING FLANGE | 1 | EACH | 36.7 | 36.7 |  | 3KZ42 | 9S 1 7/8 | Main RO pump coupling flange, motor end
WT-1048 | COUPLING FLANGE | 1 | EACH | 36.7 | 36.7 |  | 3KZ40 | 9S 1 5/8 | Main RO pump coupling flange, pump end,
WT-1049 | BRINE CNTRL VALVE | 1 | EACH | 133 | 133 | RYAN HERCO |  |  | Softener brine control valve.
WT-1050 | MEMB ADAPT.O-RING SQ | 13 | EACH | 1.33 | 17.29 | GE WATER (FORMERLY IONICS | 50298 |  | SQUARE CROSS-SECTIONED O-RINGS USED IN HYDRANAUTICS BRAND MAIN RO MEMBRANE ADAPTORS.
WT-1100 | MOTOR, MAIN RO PUMP | 1 | EACH | 2209.52 | 2209.52 |  |  |  | Motor, Main RO pump. Spare for Tonkaflo pumps.
WT-1101 | MOTOR, MINI RO PUMP | 1 | EACH | 350 | 350 |  |  |  | Mini RO Spare Motor
WT-1102-U | TONKAFLOW PUMP, MAIN | 1 | EACH | 4365 | 4365 | PUMP ENGINEERING |  | SS12519E-155400 | Tonkaflow pump model # SS12519E-155400. Main RO pump.(repaired)
WT-1117 | FILTER, R/O | 48 | EACH | 5.6 | 268.8 | CALIFORNIA FILTRATION |  | AVS5M30 | R/O INLET FILTER ELEMENT
WT-1130 | MINI RO/ CLNR FILTER | 12 | EACH | 3.8 | 45.6 | CALIFORNIA FILTRATION |  | AVS5M20 | RO Cleaning Skid Filter and mini RO prefilter
12100CL8 | GSKT SPD SENS FLT | 3 | EACH | 128 | 384 | ROLLS WOOD GROUP |  | 12100CL8 | SPEED SENSING FILTER HOUSING GASKET